## Hydro_Generation_Table
Updated on - Mar 24, 2025
S No | Project | Capacity (MW) | River | Lic No | Isuue Date | Validity | Promoter | Address | Latitiude N | Latitiude N_1 | Longitude E | Longitude E_2 | Latitude 1 | Latitude 2 | Longitude 1 | Longitude 2 | VDC/District | C O D | District | Province | Initial Investment (*10^6) NRP | O and M Cost (*10^6) | Design Generation (MWh) | Cost of Generation ($/MWh) | coefficinet ($/MWh) | O and M (actual) | Type | Reference Document
48 | Upper Tamakoshi HPP | 456 | Tama Koshi | 41 | 2067-08-17 | 2103-08-16 | Upper Tamakoshi Hydropower Limited | Kathmandu,GPO Box: 26070 , Tel: 4420295, Fax: 4412569 | 27o 49' 00" | 27o 56' 40" | 86o 10' 00" | 86o 16' 00" | 27.8167 | 27.9444 | 86.1667 | 86.2667 | Bulung,Gauri Sankar,Khare,Lamabagar,Sunakhani,Sundrawati (Dolakha) | 2078-05-04 | Lalitpur | Bagmati | 42000 | 1050 | 2281000 | 0.46032 | 0.018413 |  |  | https://kathmandupost.com/money/2017/11/20/upper-tamakoshi-hydro-project-achieves-major-milestone https://utkhpl.org.np/history/#:~:text=After%20establishing%20the%20Upper%20Tamakoshi,average%20generation%20of%202281%20GWh
17 | Kali Gandaki A | 144 | Kali Gandaki | 4 | 2053-07-21 | 2101-11-30 | Nepal Electricity Authority |  | 27o 55' 00" | 28o 00' 52" | 83o 26' 12" | 83o 37' 20" | 27.9167 | 28.0144 | 83.4367 | 83.6222 | Shreekrishna Gandaki (Syangja) | 2059-04-31 | Syangja | Gandaki | 26610 | 665.25 | 842572.4 | 0.78955 | 0.031582 |  | PRoR | https://www.adb.org/sites/default/files/evaluation-document/35901/files/in13-13_6.pdf https://www.globalccsinstitute.com/archive/hub/publications/138178/hydropower.pdf https://www.scribd.com/document/119910713/Nepal-Kali-Gandaki-A-Hydroelectric-Project
71 | Rasuwagadhi | 111 | Bhote koshi | 75 | 2069-08-21 | 2105-08-20 | Rasuwagadhi Hydropower Company Ltd. | Gyaneswor Kathmandu, P.O.Box 25210, Phone 014439163, 014439284 | 28o 14' 05" | 28o 16' 39" | 85o 21' 22" | 85o 23' 03" | 28.2347 | 28.2775 | 85.3561 | 85.3842 | Thuman,Timure (Rasuwa) | 2081-09-16 | Rasuwa | Bagmati | 18470 | 461.75 | 613875 | 0.75219 | 0.030088 | - |  | https://rghpcl.com.np/media/2025/01/Annual-Report_FY_2080_081_RHPL.pdf https://myrepublica.nagariknetwork.com/news/completion-of-rasuwagadhi-hydropower-project-pushed-back-for-another-six-months-cost-increases-to-rs-18-47-billion/?categoryId=opinion
106 | Solu Khola (Dudha Koshi) | 86 | Solu Khola | 126 | 2071-06-02 | 2107-06-01 | Sahas Urja Limited | Kathmandu-1, Hatisar Phone 01-4419182 | 27o 21' 53" | 27o 25' 15" | 86o 37' 35" | 86o 41' 15" | 27.3647 | 27.4208 | 86.6264 | 86.6875 | Kagel,Tingla,Panchan,Newa Beddhari,Salyan (Solukhumbu) | 2079-11-17 | Solukhumbu | Koshi | 11860 | 355.8 | 280930 | 1.2665 | 0.05066 | 766649296 |  | https://sahasurja.com/wp-content/uploads/2024/09/Annual-Adit-Report-2080-81.pdf https://kathmandupost.com/money/2017/06/12/cmc-awarded-solu-khola-hydel-project
125 | Sanjen Khola | 78 | Sanjen | 160 | 2073-03-09 | 2108-03-08 | Sala Sungi P Ltd | Kathmandu-4, Chhapalkarkhana,, 01-4015674, info.salasungi@gmail.com | 28o 14' 26" | 28o 17' 11" | 85o 15' 00" | 85o 18' 21" | 28.2406 | 28.2864 | 85.25 | 85.3058 | Chilime (Rasuwa) | 2081-10-29 | Rasuwa | Bagmati | 13200 | 396 | 241800 | 1.6377 | 0.065509 | NRP 1790164343 |  | https://sanisecurities.com.np/nibl-and-the-consordium-signs-syndicated-facilities-agreement-of-78-mw-sanjen-khola-hydroelectric-project/#:~:text=The%20company's%20Sanjen%20Khola%20Hydroelectric,Credit%20Rating%20Agency%2D%20Nepal). https://sjcl.com.np/wp-content/uploads/Annual-book-13th-AGM.pdf https://sjcl.com.np/about/
115 | Likhu -1 | 77 | Likhu Khola | 145 | 2072-06-22 | 2108-06-21 | Pan Himay Energy Ltd | Ph. 01-4244352, 1815/105 Kantipath, Kathmandu | 27o 36' 00" | 27o 40' 35" | 86o 26' 00" | 86o 27' 45" | 27.6 | 27.6764 | 86.4333 | 86.4625 | Gumdel (Ramechhap) | 2080-12-19 | Ramechhap | Bagmati | 12854 | 385.62 | 363110 | 1.062 | 0.04248 |  |  | https://moghaenergy.com/location/likhu-1-hydroelectric-project/
139 | Middle Tamor | 73 | Tamor | 198 | 2074-02-22 | 2110-02-21 | Sanima Middle Tamor Hydropower Ltd | Dhumbarahi, Kathmandu, Phone no 437228/437030, email: sanima@sanimahydro.com | 27o 23' 29" | 27o 25' 19" | 87o 40' 01" | 87o 42' 40" | 27.3914 | 27.4219 | 87.6669 | 87.7111 | Hangdeva,Khokling,Phurumbu,Sawadin (Taplejung) | 2081-01-23 | Taplejung | Koshi | 13970 | 419.1 | 429409 | 0.97599 | 0.03904 | 921731000 |  | https://middletamor.com/assets/uploads/files/reports/229ec-smthl--annual-report__2080__81.pdf
152 | Nilgiri Khola-II cascade Project | 71 | Nilgiri | 241 | 2075-07-07 | 2110-07-06 | Nilgirikhola Hydropower Company Limited | Heritage Plaza -1 Kamaladi,Kathmandu -28, GPO Box: 7970, Tel: 01-416908905 | 28o 32' 17" | 28o 34' 37" | 83o 40' 00" | 83o 43' 00" | 28.5381 | 28.5769 | 83.6667 | 83.7167 | Narchyang (Myagdi) | 2080-12-24 | Myagdi | Gandaki | 13000 | 390 | 359480 | 1.0849 | 0.043396 |  |  | https://thehimalayantimes.com/kathmandu/nilgiri-ii-hydropower-project-completed https://www.power-technology.com/data-insights/power-plant-profile-nilgiri-khola-ii-nepal/?cf-view
21 | Madhya Marsyangdi | 70 | Marsyangdi | 8 | 2057-03-12 | 2106-01-31 | Nepal Electricity Authority |  | 28o 08' 20" | 28o 11' 50" | 84o 24' 18" | 84o 26' 51" | 28.1389 | 28.1972 | 84.405 | 84.4475 | (Lamjung) | 2065-07-16 | Lamjung | Gandaki | 29000 | 870 | 398000 | 2.1859 | 0.087437 | - |  | https://www.nea.org.np/admin/assets/uploads/supportive_docs/GenerationOM9thIssue.pdf https://www.kfw-entwicklungsbank.de/PDF/Evaluierung/Ergebnisse-und-Publikationen/PDF-Dokumente-L-P_EN/Nepal_Marsyangdi_2017_E.pdf https://kathmandupost.com/money/2015/03/23/middle-marsyangdi-project-impaired-by-high-siltation
8 | Marsyangdi | 69 | Marsyangdi | 1_gtd | 2051-12-06 | 2101-11-30 | Nepal Electricity Authority |  | 27o 52' 25" | 27o 56' 53" | 84o 25' 40" | 84o 32' 42" | 27.8736 | 27.9481 | 84.4278 | 84.545 | (Tanahu) | 2046-07-20 | Tanahu | Gandaki | 22000 | 660 | 462500 | 1.427 | 0.057081 |  |  | https://www.nea.org.np/admin/assets/uploads/supportive_docs/GenerationOM9thIssue.pdf
1 | Khimti -I | 60 | Khimti Khola | 1 | 2051-11-01 | 2101-10-29 | Himal Power Limited |  | 27o 28' 28" | 27o 33' 07" | 86o 06' 04" | 86o 15' 00" | 27.4744 | 27.5519 | 86.1011 | 86.25 | Sahure,Hawa (Dolakha) Betali (Ramechhap) | 2057-03-27 | Dolakha | Bagmati | 9800 | 294 | 350000 | 0.84 | 0.0336 |  |  | https://hpl.com.np/projects/project-license-agreement-2/project-generation-and-cost/ https://hpl.com.np/projects/khimti-power-plant/
9 | Kulekhani-I | 60 | Kulekhani | 1_gtd | 2051-12-06 | 2101-11-30 | Nepal Electricity Authority |  | 27o 32' 06" | 27o 37' 48" | 85o 08' 21" | 85o 10' 50" | 27.535 | 27.63 | 85.1392 | 85.1806 | (Makawanpur) | 2039-01-21 | Makawanpur | Bagmati | 2470 | 74.1 | 211000 | 0.35118 | 0.014047 |  |  | https://www.power-technology.com/data-insights/power-plant-profile-kulekhani-no-1-nepal/ https://en.wikipedia.org/wiki/Kulekhani_Reservoir
49 | Upper Trishuli 3A | 60 | Trishuli | 43 | 2067-11-15 | 2102-11-14 | Nepal Electricity Authority | Durbar Marg , Kathmandu | 28o 01' 21" | 28o 04' 14" | 85o 11' 16" | 85o 12' 38" | 28.0225 | 28.0706 | 85.1878 | 85.2106 | Dandagoun,Laharepouwa,Thulogoun,Ramche (Rasuwa) | 2076-05-13 | Rasuwa | Bagmati | 17320 | 519.6 | 489760 | 1.0609 | 0.042437 |  | RoR | https://en.wikipedia.org/wiki/Upper_Trishuli_3A_Hydropower_Station https://www.spotlightnepal.com/2019/07/19/60-mw-upper-trishuli-3a-and-37-mw-upper-trishuli-3b-lest-we-forget/
| Sajen Cascade (Sanjen and Sanjen Upper | 57.3 | [6 empty] | 28o 14' 26" | 28o 17' 11" | 85o 15' 00" | 85o 18' 21" | 28.2406 | 28.2864 | 85.25 | 85.3058 | Chilime (Rasuwa) |  | Rasuwa | Bagmati | 7244 | 217.32 | 324305 | 0.67011 | 0.026804 |  |  | https://sjcl.com.np/about/
116 | Likhu -2 | 55 | Likhu Khola | 146 | 2072-06-22 | 2108-06-21 | Global Hydropower Associate Ltd | Kantipath, Kathmandu, Phone no 4225009 | 27o 34' 03" | 27o 36' 26" | 86o 22' 43" | 86o 26' 00" | 27.5675 | 27.6072 | 86.3786 | 86.4333 | Gumdel (Ramechhap) Chaulakharka(Waula) (Solukhumbu) | 2080-04-15 | Ramechhap | Bagmati | 5000 | 150 | 242370 | 0.61889 | 0.024756 |  |  | https://moghaenergy.com/likhu-2-hydroelectric-project/ https://www.renewableenergyworld.com/energy-business/new-project-development/28-1-mw-lower-likhu-hydropower-project-in-nepal-receives-funding/#:~:text=The%20project's%20estimated%20cost%20is%20about%20Rs,previous%20$26%20million%20investment%20commitment%20to%20Nepal.&text=The%20estimated%20cost%20of%20this%20project%20is,the%20joint%20venture%2C%20while%20LEDCO%20has%202.78%.
99 | Super Dordi Kha Hydropower Project | 54 | Dordi | 115 | 2070-11-21 | 2106-11-20 | Peoples Hydropower Company Pvt.Ltd. | G.P.O. Box 14165 Maharajgunj Kathmandu, Phone 016222304 Fax 014720739 | 28o 16' 20" | 28o 18' 43" | 84o 31' 00" | 84o 34' 10" | 28.2722 | 28.3119 | 84.5167 | 84.5694 | Dhodeni,Faleni (Lamjung) | 2080-02-08 | Lamjung | Gandaki | 10390 | 311.7 | 328470 | 0.94895 | 0.037958 |  | RoR | https://www.careratingsnepal.com/upload/CompanyFiles/PR/202202060329_Peoples-Hydropower-Company-Limited-Bank-Facilities-Ratings-and-Issuer-Rating-reaffirmed.pdf
59 | Likhu-4 | 52.4 | Likhu Khola | 59 | 2068-11-28 | 2098-11-27 | Green Ventures Ltd | P.O.Box 772, Triveni Complex Putalisadak kathmandu, Ph 5544736, 9863029595 | 27o 26' 39" | 27o 28' 40" | 86o 15' 00" | 86o 20' 00" | 27.4442 | 27.4778 | 86.25 | 86.3333 | Ragani,Pokli (Okhaldhunga) Saibu,Bijulikot,Naga Daha,Tilpung (Ramechhap) | 2078-07-21 | Okhaldhunga | Koshi | 10160 | 304.8 | 314780 | 0.9683 | 0.038732 | 716723273 | RoR | https://greenventuresnepal.com/ https://greenventuresnepal.com/wp-content/uploads/2025/01/GVL-6th-Annual-Report-2080-81.pdf https://nepalnews.com/s/nation/dam-of-likhu-4-hydropower-project-breaks/#:~:text=The%20hydropower%20project%20is%20being%20developed%20with,be%20investing%20the%20remaining%2025%20per%20cent.
117 | Likhu Khola 'A' | 51 | Likhu Khola | 148 | 2072-07-16 | 2107-07-15 | Numbur Himalaya Hydropower Ltd | P.O.Box 4286 Kathmandu, Phone 014478774 | 27o 31' 19" | 27o 34' 02" | 86o 21' 30" | 86o 23' 05" | 27.5219 | 27.5672 | 86.3583 | 86.3847 | Goli (Solukhumbu),Chaulakharka(Waula) | 2078-10-25 | Solukhumbu | Koshi | 10275 | 308.25 | 321625 | 0.95841 | 0.038337
60 | Upper Marsyangdi A | 50 | Marsyangdi | 60 | 2068-12-17 | 2103-12-16 | Sinohydro-Sagarmatha Power Company Pvt Ltd | Sanepa , Lalitpur | 28o 17' 07" | 28o 19' 28" | 84o 21' 55" | 84o 24' 10" | 28.2853 | 28.3244 | 84.3653 | 84.4028 | Bhulbhule,Bahundada,Khudi (Lamjung) | 2073-07-30 | Lamjung | Gandaki | 16000 | 480 | 317600 | 1.5113 | 0.060453 |  | RoR | https://www.newbusinessage.com/article/upper-marsyangdi-a-operating-in-full-capacity
18 | Upper Bhotekoshi | 45 | Bhote Koshi | 5 | 2053-08-13 | 2093-07-30 | Bhotekoshi Power Company |  | 27o 54' 40" | 27o 56' 42" | 85o 55' 13" | 85o 56' 55" | 27.9111 | 27.945 | 85.9203 | 85.9486 | (Sindhupalchok) | 2057-10-11 | Sindhupalchok | Bagmati | 7000 | 210 | 299300 | 0.70164 | 0.028065 |  | RoR | https://bkpc.com.np/index.php/ubkhep/ http://www.nepalenergyforum.com/upper-bhote-koshi-hep/
137 | Super Madi | 44 | Madi Khola | 192 | 2073-12-17 | 2108-12-16 | Himal Hydro and General Construction Ltd. | Kupondole, Lalitpur-10, 01-4527090, 4523971 | 28o 19' 02" | 28o 21' 39" | 84o 04' 45" | 84o 08' 34" | 28.3172 | 28.3608 | 84.0792 | 84.1428 | ,Namarjung,Parche,Saimrang,Kalika (Kaski) | 2079-12-27 | Kaski | Gandaki | 8700 | 261 | 242650 | 1.0756 | 0.043025 |  |  | https://supermadihydro.com.np/annual-report-of-supermadi-hydroelectric-projectsmhep-2080-081/ https://myrepublica.nagariknetwork.com/news/44-mw-super-madi-hydroelectric-project-starts-test-production
57 | Sanjen | 42.5 | Sanjen | 55 | 2068-08-12 | 2104-08-11 | Sanjen Jalvidyut Co. | P.O.Box 25210, Gyaneswor,Kathmandu, Phone 01-4443077, Fax 01- 4443076 | 28o 11' 00" | 28o 13' 00" | 85o 16' 30" | 85o 18' 15" | 28.1833 | 28.2167 | 85.275 | 85.3042 | Chilime (Rasuwa) | 2081-09-01 | Rasuwa | Bagmati | 52.6541 | 1.5796 | 241865 | 0.006531 | 0.00026124 |  |  | https://mountainenergy.com.np/mistrikhola1.html
55 | Mristi Khola | 42 | Mristi | 53 | 2068-07-20 | 2103-07-19 | Mountain Energy Nepal Limited | IME Complex 3rd Floor, Panipokhari, Kathmandu | 28o 30' 00" | 28o 32' 17" | 83o 39' 10" | 83o 40' 42" | 28.5 | 28.5381 | 83.6528 | 83.6783 | ,Dana,Narchyang (Myagdi) | 2078-03-03 | Myagdi | Gandaki | 5643 | 169.29 | 232000 | 0.7297 | 0.029188 |  |  | https://globalimecapital.com/storage/downloads/2020-11-10/Mountain_Energy_Compendium_(1).pdf https://www.hcel.com.np/projects/national?content_id=4&menu_id=1
158 | Upper Chameliya HP | 40 | Chameliya Khola | 273 | 2076-06-12 | 2111-06-11 | Api Power Co. Ltd | Trade Tower Thapathali, Kathmandu 11, ph 01-5111037,9801147087 (sanjib); email: info@apihydro.com; Web: www.apihydro.com | 29o 44' 20" | 29o 46' 57" | 80o 46' 50" | 80o 49' 12" | 29.7389 | 29.7825 | 80.7806 | 80.82 | Tapoban,Latinath,Guljar,Sitaula (Darchula) | 2080-04-28 | Darchula | Sudurpaschim | 7400 | 222 | 264100 | 0.84059 | 0.033624 |  | RoR | https://myrepublica.nagariknetwork.com/index.php/news/40-mw-upper-chameliya-set-to-start-production-in-the-given-deadline-of-april
121 | Upper Kalangad | 38.46 | Kalanga Gad | 152 | 2072-12-14 | 2107-12-13 | Sani Gad Hydro pvt. Ltd | Sukedhara, Rara Marg, Kathmandu, Po. Box. No. 13607/21399, Phone no. 01-4101652, 01-4101653, Email: info.ukhep@gmail.com | 29o 34' 43" | 29o 38' 37" | 80o 52' 30" | 80o 57' 36" | 29.5786 | 29.6436 | 80.875 | 80.96 | Dahabagar,Khiratadi (Bajhang) | 2079-11-06 | Bajhang | Sudurpaschim | 7219.469 | 216.5841 | 238465 | 0.90824 | 0.03633
142 | Nilgiri Khola | 38 | Nilgiri | 202 | 2074-04-31 | 2109-04-30 | Nilgiri Khola Hydropower Company Pvt. Ltd. | Panipokhari, Kathmandu, Phone: 4437705, 4441648 | 28o 34' 37" | 28o 36' 00" | 83o 40' 00" | 83o 43' 00" | 28.5769 | 28.6 | 83.6667 | 83.7167 | ,Narchyang (Myagdi) | 2081-04-21 | Myagdi | Gandaki | 7219.47 | 216.5841 | 238465 | 0.90824 | 0.03633
126 | Upper Balephi A | 36 | Balephi | 163 | 2073-04-12 | 2108-04-11 | Balephi Hydropower Ltd. | Koteshwor 35 Kathamndu; P.O.Box 23189 Kathmandu, Phone 9771 4602073 | 27o 53' 45" | 27o 57' 00" | 85o 45' 30" | 85o 47' 40" | 27.8958 | 27.95 | 85.7583 | 85.7944 | Golche,Pangtang,Dhumthang (Sindhupalchok) | 2079-08-06 | Sindhupalchok | Bagmati | 7038.938 | 211.1681 | 212830 | 0.99219 | 0.039688 |  | RoR | https://balephihydro.com/portfolio/upper-balephi-a/
3 | Kulekhani-II | 32 | Kulekhani | 1_gtd | 2051-12-06 | 2101-11-30 | Nepal Electricity Authority |  | 27o 30' 06" | 27o 32' 06" | 85o 02' 32" | 85o 08' 21" | 27.5017 | 27.535 | 85.0422 | 85.1392 | (Makawanpur) | 2043-07-15 | Makawanpur | Bagmati | 124 | 3.72 | 104600 | 0.035564 | 0.0014226 |  | Storage | https://openjicareport.jica.go.jp/pdf/10603421_01.pdf https://nepalprojects.com/2020/01/22/kulekhani-ii-hydropower/
28 | Chameliya Khola | 30 | Chameliya Khola | 20 | 2063-09-04 | 2098-09-03 | Nepal Electricity Authority |  | 29o 41' 00" | 29o 44' 00" | 80o 38' 00" | 80o 42' 38" | 29.6833 | 29.7333 | 80.6333 | 80.7106 | Latinath,Seri,Sikhar (Darchula) | 2074-10-27 | Darchula | Sudurpaschim | 15060 | 451.8 | 184200 | 2.4528 | 0.098111 |  | RoR | https://www.silt.com.np/major-projects/chameliya-hydroelectric-project-30mw/ https://kathmandupost.com/money/2014/06/29/nea-revises-chameliya-hydropower-project-cost#:~:text=With%20latest%20revision%2C%20the%2030MW,at%20the%20Ministry%20of%20Energy.
77 | Nyadi Khola | 30 | Nyadi | 83 | 2069-11-03 | 2105-11-02 | Nyadi Hydropower Limited | P.O.Box. 11728, Kathmandu, Phone 01-4781776, 4784026, Fax 01-4780994 | 28o 19' 20" | 28o 21' 07" | 84o 25' 25" | 84o 28' 00" | 28.3222 | 28.3519 | 84.4236 | 84.4667 | Bahundada,Bhulbhule (Lamjung) | 2079-01-27 | Lamjung | Gandaki | 6000 | 180 | 168500 | 1.0682 | 0.04273 |  | RoR | https://kathmandupost.com/money/2017/03/24/works-on-30mw-nyadi-hyropower-project-commences https://nhl.com.np/nhp
123 | Lower Likhu | 28.1 | Likhu Khola | 154 | 2072-12-28 | 2108-12-27 | Swaita Ganga Hydropower and Construction Pvt. Ltd. | P.O.Box. 439, Naxal, Kathmandu, Phone 01-4415314, 4446442, Fax 01-44412777 | 27o 23' 23" | 27o 25' 50" | 86o 13' 17" | 86o 15' 38" | 27.3897 | 27.4306 | 86.2214 | 86.2606 | Tarkerabari,Yasam,Gamanamatar (Okhaldhunga) Bijulikot,Gothgau (Ramechhap) | 2079-07-19 | Okhaldhunga | Koshi | 6370 | 191.1 | 170840 | 1.1186 | 0.044744 |  | RoR | https://www.hcel.com.np/projects/national?content_id=8&menu_id=5 https://www.investopaper.com/news/lower-likhu-hydropower-project/
54 | Dordi Khola | 27 | Dordi | 48 | 2068-03-23 | 2103-03-22 | Himalaya Power Partner Pvt. Ltd | POB 8975 EPC 4205 Marajaganj,Kathmandu,nepal Phoneand Fax: 4375874 | 28o 10' 00" | 28o 13' 32" | 84o 26' 00" | 84o 28' 30" | 28.1667 | 28.2256 | 84.4333 | 84.475 | Archalbot,Chiti,Dhodeni,Nauthar,Shree Banjyang,Udipur (Lamjung) | 2079-06-14 | Lamjung | Gandaki | 5000 | 150 | 147690 | 1.0156 | 0.040626 |  | RoR | https://myrepublica.nagariknetwork.com/news/27-mw-of-dordi-khola-hydropower-project-connected-to-national-grid https://kathmandupost.com/money/2019/02/15/dordi-khola-hydropower-project-on-pace-to-generate-electricity-by-august
88 | Kabeli B - 1 | 25 | Kabeli Khola | 98 | 2070-03-28 | 2105-03-27 | Arun Kabeli Power Limited. | Baneshwor, Ktm, P.O. Box: 11039, Ph: 01-4109801, 4475234, Fax: 4474895 | 27o 16' 23" | 27o 17' 00" | 87o 47' 00" | 87o 50' 10" | 27.2731 | 27.2833 | 87.7833 | 87.8361 | Nagi,Tharpu (Panchthar) | 2076-07-23 | Panchthar | Koshi | 4300 | 129 | 151650 | 0.85064 | 0.034026 |  | RoR | https://kathmandupost.com/money/2017/11/19/kabeli-b1-hydro-project-to-be-completed-in-mid-feb https://en.wikipedia.org/wiki/Kabeli_B1_Hydropower_Station
164 | Seti Khola HPP | 25 | Seti Khola | 304 | 2077-03-15 | 2112-03-14 | Vision Lumbini Urja Company Limited. | Butwal-8, Rupandehi, 071-549494, 548464,9857025140 | 28o 18' 40" | 28o 22' 12" | 83o 57' 15" | 83o 58' 30" | 28.3111 | 28.37 | 83.9542 | 83.975 | Ghachok,Machhapuchchhre,Purachaur,Sardikhola (Kaski) | 2081-07-27 | Kaski | Gandaki | 5000 | 150 | 133432 | 1.1242 | 0.044967 |  | RoR | https://www.urjakhabar.com/en/news/180737004#:~:text=The%20construction%20cost%20of%20the,received%20the%20license%20in%202010. https://setikholahydropower.com/
119 | Singati Khola hydropower project | 25 | Singati | 150 | 2072-09-30 | 2107-09-29 | Singati Hydro Energy Pvt. Ltd. | Durbar Marg Kathmandu, Tel: 4228816, Fax : 977-1-4223570 | 27o 44' 00" | 27o 47' 17" | 86o 07' 05" | 86o 09' 55" | 27.7333 | 27.7881 | 86.1181 | 86.1653 | Babare,Laduk,Lamidada (Dolakha) | 2078-04-17 | Dolakha | Bagmati | 2893.438 | 86.8031 | 101868 | 0.85211 | 0.034085 |  | RoR | https://singatihydro.com/about-us
101 | Upper Dordi A HEP | 25 | Dordi | 121 | 2071-01-15 | 2107-01-14 | Liberty Energy Hydropower Pvt. Ltd. | Stock House, Kathmandu Municipality-29, Kalikasthan; PH: 01-4443545/ 4441988 | 28o 15' 00" | 28o 16' 20" | 84o 28' 46" | 84o 31' 59" | 28.25 | 28.2722 | 84.4794 | 84.5331 | Dhodeni,Faleni (Lamjung) | 2079-08-17 | Lamjung | Gandaki | 3960 | 118.8 | 138398 | 0.85839 | 0.034336 |  | RoR | https://kathmandupost.com/money/2018/10/16/upper-dordi-to-start-production-in-6-months https://www.libertyenergy.com.np/uploads/downloads/liberty_download_Salient-Features-Upper-Dordi-A-Tunnel-Option.pdf.pdf
42 | Upper Madi | 25 | Madi Khola | 35 | 2067-01-27 | 2102-01-26 | Madi Power Pvt Ltd., | GPO Box 2581, Gorakha Complex Minbhawan, Phone 01-4106507, 4106729, 4106731, Fax 01-4106640 | 28o 15' 37" | 28o 17' 56" | 84o 04' 00" | 84o 06' 30" | 28.2603 | 28.2989 | 84.0667 | 84.1083 | Namarjung,Thumakodada,Sildujure (Kaski) | 2073-09-25 | Kaski | Gandaki | 6600 | 198 | 120000 | 1.65 | 0.066 |  | RoR | https://kathmandupost.com/money/2016/08/16/upper-madi-hydro-project-to-come-online-by-dec https://www.ctg.com.cn/ctgenglish/news_media/news37/2024080621160472214/index.html#:~:text=Since%20commencing%20operation%2C%20Upper%20Madi,caused%20by%20rotating%20power%20outages.&text=November%202%2C%202020-,Upper%20Madi%20Hydropower%20Station%20in%20Nepal%2C%20funded%20by%20China%20Three,strictly%20prohibited%20without%20written%20authorization%2C
4 | Trishuli | 24 | Trishuli | 1_gtd | 2051-12-06 | 2101-11-30 | Nepal Electricity Authority |  | 27o 55' 09" | 27o 58' 25" | 85o 08' 45" | 85o 11' 11" | 27.9192 | 27.9736 | 85.1458 | 85.1864 | (Nuwakot) | 2024-01-01 | Nuwakot | Bagmati | 140 | 4.2 | 163000 | 0.025767 | 0.0010307 |  | PRoR | https://thehimalayantimes.com/business/renovation-modernisation-of-trishuli-hydropower-station-begins https://en.wikipedia.org/wiki/Trishuli_Hydropower_Station
100 | Solu Hydropower Project | 23.5 | Solu Khola | 117 | 2070-12-04 | 2105-12-03 | Upper Solu Hydroelectric Company Pvt Ltd | Hattisar, Kathmandu, Tel: 4434895, Fax: 4434937 | 27o 26' 42" | 27o 28' 48" | 86o 34' 06" | 86o 35' 00" | 27.445 | 27.48 | 86.5683 | 86.5833 | Gora Khami,Garma,Salleri (Solukhumbu) | 2076-12-10 | Solukhumbu | Koshi | 5000 | 150 | 132520 | 1.1319 | 0.045276 |  | RoR | https://www.icranepal.com/wp-content/uploads/2024/07/A.750-Upper-Solu-Hydro-Electric-Company-Limited_July_2024_FINAL.pdf#:~:text=High%20project%20cost%20%E2%80%93%20The%2023.5MW%20project,commissioning%20of%20NEA's%20132%20KV%20transmission%20line.&text=The%20company%20is%20operating%20a%2023.5MW%20Solu,in%20Solukhumbu%20district%2C%20Province%201%20of%20Nepal. https://www.investopaper.com/news/upper-solu-hydro-electric-company-ipo/
58 | Upper Chaku A | 22.2 | Chaku | 58 | 2068-11-12 | 2103-11-11 | Shiva Sri Hydropower Pvt. Ltd | P.O.Box 13860 Kathmandu, Phone 01-4466330, | 27o 51' 31" | 27o 52' 31" | 85o 56' 00" | 85o 58' 06" | 27.8586 | 27.8753 | 85.9333 | 85.9683 | Marbin,Fulpingkatti (Sindhupalchok) | 2078-02-01 | Sindhupalchok | Bagmati | 4033 | 120.99 | 118000 | 1.0253 | 0.041014 |  | RoR | https://www.icranepal.com/wp-content/uploads/2019/11/26.-Rationale_Shiva-Shree-Hydropower-Limited_Nov-2017_Final.pdf
89 | Lower Hewa | 22.1 | Hewa Khola | 99 | 2070-04-09 | 2105-04-08 | Mountain Hydro Nepal (P.) Ltd | P.O. Box: 3970, New Baneshwor, Kathmandu, Nepal. Ph: 015525184, 4299844, Fax 01-5525184 | 27o 08' 42" | 27o 10' 40" | 87o 43' 20" | 87o 47' 12" | 27.145 | 27.1778 | 87.7222 | 87.7867 | Bharapa,Nangeen,Phidim (Panchthar) | 2076-04-21 | Panchthar | Koshi | 3660 | 109.8 | 116261 | 0.94443 | 0.037777 |  | RoR | https://www.mhnl.com.np/hewa-project/financial-details/ https://www.mhnl.com.np/hewa-project/
104 | Bagmati Nadi | 22 | Bagmati | 125 | 2071-03-19 | 2106-03-18 | Mandu Hydropower Ltd. | Kathmandu,Ward No. 2, Tel no. 4169088 | 27o 30' 21" | 27o 32' 30" | 85o 13' 43" | 85o 15' 20" | 27.5058 | 27.5417 | 85.2286 | 85.2556 | Kogate,Ipa Panchakanya,Sisneri Mahadevsthan (Makawanpur) | 2075-12-19 | Makawanpur | Bagmati | 4000 | 120 | 110000 | 1.0909 | 0.043636 |  | RoR | https://kathmandupost.com/money/2019/02/18/bagmati-hydro-project-to-begin-test-operation-by-mid-march http://www.river-invest.com/page147?article_id=211
19 | Chilime | 22 | Chilime | 6 | 2054-04-26 | 2104-11-30 | Chilime Hydropower Company Limited | KMC-3, Maharajgunj, POBox: 25210, Kathmandu, e-mail: info@chilime.com.np | 28o 09' 15" | 28o 11' 07" | 85o 17' 53" | 85o 20' 28" | 28.1542 | 28.1853 | 85.2981 | 85.3411 | Chilime (Rasuwa) | 2065-05-07 | Rasuwa | Bagmati | 2480 | 74.4 | 150000 | 0.496 | 0.01984 |  | ROR | https://www.chilime.com.np/en/ https://en.wikipedia.org/wiki/Chilime_Hydropower_Plant
44 | Mai | 22 | Mai Khola | 37 | 2067-05-13 | 2102-05-12 | Sanima Mai Hydropower Limited | GPO 19737, Ph: 44445952, 444642 Fax:4425953 | 26o 47' 21" | 26o 50' 00" | 87o 52' 00" | 87o 55' 00" | 26.7892 | 26.8333 | 87.8667 | 87.9167 | (Ilam) | 2071-10-14 | Ilam | Koshi | 3097.5 | 92.925 | 128298 | 0.72429 | 0.028972 |  | RoR | http://sanimaengineering.com/project/mai-hydropower-project/ http://maihydro.com/
45 | Lower Modi Khola | 20 | Modi Khola | 38 | 2067-05-21 | 2102-05-20 | Modi Energy Pvt . Ltd | Naxal Sanogaucharan, Tel: 4441131, Fax: 4441973 | 28o 14' 08" | 28o 16' 18" | 83o 42' 30" | 83o 44' 43" | 28.2356 | 28.2717 | 83.7083 | 83.7453 | ,Durlung,Deurali,Ramja,Tilahar (Parbat) | 2078-06-14 | Parbat | Gandaki | 3600 | 108 | 117000 | 0.92308 | 0.036923 |  |  | https://modihydro.com/projects.php#
129 | Upper Solu Khola HPP | 19.8 | Solu Khola | 169 | 2073-05-16 | 2106-11-16 | Beni Hydropower Project |  | 27o 31' 15" | 27o 32' 57" | 86o 34' 27" | 86o 35' 19" | 27.5208 | 27.5492 | 86.5742 | 86.5886 | Beni,Salleri (Solukhumbu) | 2080-03-01 | Solukhumbu | Koshi | 3270 | 130.8 | 110000 | 1.1891 | 0.047564 |  | RoR | https://www.icranepal.com/wp-content/uploads/2023/12/A.471-Beni-Hydropower_Fresh-Issuer-Rating-and-Fresh-BLR_Sept-2023-_Final.pdf https://myrepublica.nagariknetwork.com/news/nmb-bank-led-consortium-to-finance-upper-solu
85 | Middle Modi | 18 | Modi Khola | 93 | 2070-03-07 | 2106-03-06 | Middle Modi Hydropower Limited | P.O.Box: 12268, Nepal. Ph:4038030, Fax:4038026 | 28o 17' 20" | 28o 18' 29" | 83o 45' 00" | 83o 47' 08" | 28.2889 | 28.3081 | 83.75 | 83.7856 | ,Deupurkot,Tilahar (Parbat) | 2079-09-08 | Parbat | Gandaki | 4000 | 160 | 79120 | 2.0222 | 0.08089 |  | RoR | https://www.investopaper.com/news/middle-modi-hydropower-project/
120 | Kalanga | 15.33 | Kalanga Gad | 151 | 2072-12-14 | 2107-12-13 | Kalanga Hydropower P Ltd | Sukedhara, Kathmandu, Po. Box. No. 21399, Phone No. 01-4116052, 01-4116053, Email: info.kghep@gmail.com | 29o 30' 41" | 29o 34' 12" | 80o 50' 45" | 80o 54' 45" | 29.5114 | 29.57 | 80.8458 | 80.9125 | ,Sunkuda,Khiratadi,Banjh (Bajhang) | 2079-10-27 | Bajhang | Sudurpaschim | 3795 | 151.8 | 587700 | 0.2583 | 0.010332 |  | RoR | https://www.icranepal.com/wp-content/uploads/2021/10/49.-Rationale_Kalanga-Hydro-Ltd_Fresh-BLR_Sept-2021.pdf https://kathmandupost.com/money/2023/02/20/access-tunnel-of-140-mw-tanahu-hydro-project-built
5 | Gandak | 15 | Narayani | 1_gtd | 2051-12-06 | 2101-11-30 | Nepal Electricity Authority |  | 27o 25' 21" | 27o 28' 16" | 83o 47' 08" | 83o 56' 25" | 27.4225 | 27.4711 | 83.7856 | 83.9403 | (Nawalparasi East) | 2035-12-19 | Nawalparasi East | Gandaki | 2767.5 | 110.7 | 160380 | 0.69024 | 0.027609 |  |  | https://en.wikipedia.org/wiki/Gandak_Hydropower_Station
70 | Hewa Khola A | 14.9 | Hewa Khola | 74 | 2069-08-21 | 2104-08-20 | Panchthar Power Company Pvt. Ltd. | Hativan 15, Lalitpur, Phone 01-5251003 fax 5251004 | 27o 10' 09" | 27o 11' 33" | 87o 47' 30" | 87o 50' 58" | 27.1692 | 27.1925 | 87.7917 | 87.8494 | Bharapa,Nangeen,Yanganam (Panchthar) | 2074-01-10 | Panchthar | Koshi | 2235 | 89.4 | 84760 | 1.0547 | 0.04219 |  | RoR | http://sanimaengineering.com/project/hewa-khola-a-hydroelectric-project/
102 | Maya Khola Hydropower Project | 14.9 | Maya | 123 | 2071-02-26 | 2106-02-25 | Maya Khola Hydropower Company Ltd | 126 Milap Marg, Bisalnagar, Kathmandu, Nepal. P.O.Box: 8975, EPC: 5602, Tel: 4417947, Fax; 977-1-4433610 | 27o 13' 40" | 27o 15' 45" | 87o 18' 33" | 87o 22' 26" | 27.2278 | 27.2625 | 87.3092 | 87.3739 | Mamling,Madi Rambeni,Baneswor (Sankhuwasabha) | 2080-03-22 | Sankhuwasabha | Koshi | 3000 | 120 | 81570 | 1.4711 | 0.058845 |  | RoR | https://suyatra.com/stories/maya-khola-hydropower-company-limited-is-issuing-1
16 | Modi Khola | 14.8 | Modi Khola | 3 | 2052-10-24 | 2101-11-30 | Nepal Electricity Authority |  | 28o 15' 42" | 28o 17' 45" | 83o 43' 47" | 83o 45' 45" | 28.2617 | 28.2958 | 83.7297 | 83.7625 | (Parbat) | 2057-08-16 | Parbat | Gandaki | 2040 | 81.6 | 95.5 | 854.4503 | 34.178 |  |  | https://www.renewableenergyworld.com/hydro-power/nepal-flooding-damages-14-8-mw-modikhola-small-hydro-project/ https://en.wikipedia.org/wiki/Modi_Khola_Hydroelectric_Power_Plant
68 | Upper Sanjen (u+L combined above | 14.8 | Sanjen | 69 | 2069-05-07 | 2105-05-06 | Sanjen Jalvidhyut Co | Das Tower Lazimpat, Kathmandu, 01-4002049, Fax 4443077 | 28o 13' 00" | 28o 14' 25" | 85o 16' 30" | 85o 18' 15" | 28.2167 | 28.2403 | 85.275 | 85.3042 | Chilime (Rasuwa) | 2080-06-21 | Rasuwa | Bagmati | 2510.625 | 100.425 | 82440 | 1.2182 | 0.048726
74 | Upper Mailun Khola | 14.3 | Mailung Khola | 79 | 2069-09-20 | 2107-11-26 | Upper Mailung Khola Hydropower Limited. | Baluwatar, Kathmandu, Nepal. Ph: 4436027, Fax: 4419703 | 28o 05' 56" | 28o 07' 13" | 85o 11' 00" | 85o 13' 00" | 28.0989 | 28.1203 | 85.1833 | 85.2167 | ,Gatlang,Haku,Dandagoun (Rasuwa) | 2080-10-28 | Rasuwa | Bagmati | 2800 | 112 | 79670 | 1.4058 | 0.056232 |  | RoR | https://www.investopaper.com/news/mathilo-mailung-khola-hydropower-14-3-mw-begins-trial-electricity-production/ https://sanimamailung.com/main/pages/salient-features
10 | Devighat | 14.1 | Trishuli | 1_gtd | 2051-12-06 | 2101-11-30 | Nepal Electricity Authority |  | 27o 53' 07" | 27o 55' 09" | 85o 07' 55" | 85o 08' 45" | 27.8853 | 27.9192 | 85.1319 | 85.1458 | (Nuwakot) | 2041-08-16 | Nuwakot | Bagmati | 750 | 30 | 114000 | 0.26316 | 0.010526 |  | RoR | https://en.wikipedia.org/wiki/Devighat_Hydropower_Station https://www.nea.org.np/admin/assets/uploads/annual_publications/Generation_2021-22.pdf
111 | Ghar Khola | 14 | Ghar | 137 | 2072-03-11 | 2107-03-10 | Myagdi Hydropower Ltd. | Pardi Pokhara, Phone 061-463429 | 28o 27' 00" | 28o 29' 05" | 83o 38' 00" | 83o 40' 20" | 28.45 | 28.4847 | 83.6333 | 83.6722 | ,Shikha (Myagdi) | 2080-05-08 | Myagdi | Gandaki | 2420 | 96.8 | 80000 | 1.21 | 0.0484 |  | RoR | https://www.sharesansar.com/newsdetail/icra-nepal-assigns-lbb-and-a4-to-long-term-and-short-term-funds-of-myagdi-hydropower-hydropowers-capacity-at-14-mw-with-an-annual-production-of-80-gwh https://www.investopaper.com/news/ghar-khola-hydropower-project/
32 | Kule Khani Third | 14 | Kulekhani | 24 | 2064-12-17 | 2099-12-16 | Nepal Electricity Authority | Durbarmarg, Kathmandu, Fax : 014153009, Phone : 01-4153007, 4153012 | 27o 27' 30" | 27o 31' 00" | 85o 01' 30" | 85o 03' 30" | 27.4583 | 27.5167 | 85.025 | 85.0583 | Bhaise (Makawanpur) | 2076-07-01 | Makawanpur | Bagmati | 5000 | 200 | 40800 | 4.902 | 0.19608 |  | Storage | https://www.tms.com.np/project/kulekhani-iii-hydroelectric-project-con https://kathmandupost.com/money/2019/03/13/kulekhani-3-project-enters-testing-phase
169 | Super Kabeli Khola A HEP | 13.5 | Kabeli Khola, Amji Khola | 347 | 2078-07-12 | 2113-07-11 | Snow River Ltd | Tusalmarga house number 148, Kathmandu-7, Contact No. 01-6911637, 9860420866 Bikram Bhandari, 9851220305 Pratap Gurung | 27o 25' 45" | 27o 27' 45" | 87o 54' 02" | 87o 55' 40" | 27.4292 | 27.4625 | 87.9006 | 87.9278 | Yamfudin (Taplejung) | 2081-09-05 | Taplejung | Koshi | 2630 | 105.2 | 77610 | 1.3555 | 0.05422 |  | RoR | https://mofe.gov.np/old/noticefile/EIA_Super%20Kabeli-A_1620893692.pdf https://www.myrepublica.nagariknetwork.com/news/135-mw-super-kabeli-a-hydro-project-to-be-connected-to-national-transmissio...-674a8df08c470.html
97 | Madkyu Khola | 13 | Madkyu | 116 | 2070-11-21 | 2105-11-20 | Silkes Hydropower Pvt.Ltd | P.O.Box. 170, Lekhnath Nagar Palika - 3, Kaski, Phone 061-560236, Fax 061-532466 | 28o 21' 40" | 28o 22' 30" | 84o 07' 31" | 84o 08' 45" | 28.3611 | 28.375 | 84.1253 | 84.1458 | (Kaski) | 2074-12-19 | Kaski | Gandaki | 2170 | 86.8 | 58950 | 1.4724 | 0.058897 |  | RoR | https://www.sikleshydro.com.np/project/madkyu-khola-hydropower-project/
14 | Jhimruk Khola | 12.5 | Jhimruk | 3_gtd | 2052-01-25 | 2101-12-30 | Butwal Power Company |  | 28o 04' 02" | 28o 04' 46" | 82o 48' 04" | 82o 49' 07" | 28.0672 | 28.0794 | 82.8011 | 82.8186 | (Pyuthan) | 2041-04-17 | Pyuthan | Lumbini | 2230 | 89.2 | 72000 | 1.2389 | 0.049556 |  | RoR | https://www.bpc.com.np/electricity-generation/129-jhimruk-hydropower-plant
76 | Dordi-1 | 12 | Dordi | 82 | 2069-10-12 | 2105-10-11 | Dordi Khola Jalvidyut Company Limited | Tripushwor, Kathmandu, P.O. Box: 20290, Ph:4232748, 4232749, Fax: 4232750 | 28o 13' 33" | 28o 15' 11" | 84o 26' 55" | 84o 28' 45" | 28.2258 | 28.2531 | 84.4486 | 84.4792 | Chiti,Bansar,Dhodeni,Faleni (Lamjung) | 2079-06-14 | Lamjung | Gandaki | 2290 | 91.6 | 65220 | 1.4045 | 0.056179 |  | RoR | https://dordikhola.com.np/Projects/1 https://www.investopaper.com/news/dordi-1-hydropower-project/
161 | Dudhkunda Khola HEP | 12 | Solu Khola | 280 | 2076-08-18 | 2111-08-17 | Mount Everest Power Development P.Ltd. | Mahalaxmisthan , Lalitpur-13, Ph. 01-5523784,5527469, 9851039258(Arjun Paudel) | 27o 35' 10" | 27o 37' 05" | 86o 35' 52" | 86o 36' 48" | 27.5861 | 27.6181 | 86.5978 | 86.6133 | Beni,Takasindu (Solukhumbu) | 2081-04-16 | Solukhumbu | Koshi | 2196 | 87.84 | 65220 | 1.3468 | 0.053873 |  | RoR | https://www.gem.wiki/Dudhkunda_Khola_hydroelectric_plant
73 | Namarjun Madi | 12 | Madi Khola | 78 | 2069-09-11 | 2104-09-10 | Himalayan Hydropower Pvt.Ltd | P.O. Box No.: 20225, Lazimpat, Kathmandu, Phone: 01-4441216, Fax: 01-4441217 | 28o 17' 56" | 28o 19' 00" | 84o 05' 00" | 84o 06' 08" | 28.2989 | 28.3167 | 84.0833 | 84.1022 | Namarjung,Sildujure (Kaski) | 2077-06-13 | Kaski | Gandaki | 2344 | 93.76 | 66342 | 1.4133 | 0.056531 |  | RoR | https://hhpl.com.np/our_project/view/namarjun-madi-hydro-power-project https://www.sharesansar.com/newsdetail/things-potential-himalayan-hydropower-hhl-investors-should-know-ipo-opens-from-today-for-project-affected-locals-2022-05-08
72 | Upper Khimti | 12 | Khimti Khola | 77 | 2069-09-03 | 2105-09-02 | Himalaya Urja Bikas Co. Pvt. Ltd. | Balkot-2 Bhaktapur, Phone 016632822 | 27o 39' 24" | 27o 41' 54" | 86o 19' 20" | 86o 21' 40" | 27.6567 | 27.6983 | 86.3222 | 86.3611 | Chuchure (Ramechhap) | 2079-03-06 | Ramechhap | Bagmati | 1910 | 76.4 | 73610 | 1.0379 | 0.041516 |  | RoR | https://kathmandupost.com/money/2014/12/15/upallo-khimti-hydro-project-completes-financial-closure https://hcel.com.np/storage/uploads/annual-rep-1439162475.pdf
43 | Upper Mai Hydropower Project (Panchakanya Mai Hydropwer limi | 12 | Mai Khola | 36 | 2067-04-23 | 2102-04-22 | Mai Valley Hydropower P Ltd. | Lalitpur - 3, Bakhundol , Pulchowk, Lalitpur, POB 24194, Ph 015010631,5010632 | 27o 01' 22" | 27o 03' 30" | 87o 56' 30" | 87o 58' 00" | 27.0228 | 27.0583 | 87.9417 | 87.9667 | Mabu,Maimajhuwa (Ilam) | 2073-03-09 | Ilam | Koshi | 2240 | 89.6 | 55924 | 1.6022 | 0.064087 |  | RoR | https://panchakanyamai.com.np/upper-mai-hydroelectric-project-umhep-8/ https://www.sharesansar.com/newsdetail/thinking-about-applying-for-the-ipo-of-panchakanya-mai-hydropower-know-more-about-the-company
61 | Thapa Khola | 11.2 | Thapa Khola | 61 | 2069-01-26 | 2104-01-25 | Mount Kailash Energy Co. Ltd | Tupche -3, Nuwakot ,Tel: 9841832093 | 28o 42' 32" | 28o 44' 30" | 83o 36' 44" | 83o 38' 52" | 28.7089 | 28.7417 | 83.6122 | 83.6478 | (Mustang) | 2074-08-22 | Mustang | Gandaki | 2130 | 85.2 | 61000 | 1.3967 | 0.055869 |  |  | https://hcel.com.np/storage/uploads/annual-rep-1445919753.pdf https://kathmandupost.com/national/2014/10/05/construction-of-thapa-khola-project-expedites
166 | Sunigad HEP | 11.05 | Suni Gad | 314 | 2077-06-07 | 2112-06-06 | Omega EnergyDeveloper Pvt. Ltd | Chandole -4, Kathmandu, omegaenergy73@gmail.com,01-4436184 | 29o 36' 10" | 29o 40' 00" | 81o 11' 46" | 81o 14' 16" | 29.6028 | 29.6667 | 81.1961 | 81.2378 | Sunikot (Bajhang) | 2079-05-28 | Bajhang | Sudurpaschim | 2447 | 97.88 | 81860 | 1.1957 | 0.047828 |  |  | https://eimaven.com.np/project/suni-gad-hydropower-project-17-mw/
64 | Lower Khare | 11 | Khare | 64 | 2069-03-19 | 2105-03-18 | Universal Power Company P. Ltd | Thapathali KTM, POB : 13961, Ph no: 014261827, 4252216 | 27o 45' 00" | 27o 45' 43" | 86o 11' 35" | 86o 13' 52" | 27.75 | 27.7619 | 86.1931 | 86.2311 | Bulung,Chankhu,Khare,Suriti (Dolakha) | 2078-09-06 | Dolakha | Bagmati | 2040 | 81.6 | 62730 | 1.3008 | 0.052033 |  | RoR | https://www.sharesansar.com/newsdetail/11mw-lower-khare-khola-hydro-project-in-dolakha-registers-75-completion-produced-energy-to-come-online-from-next-fiscal-year https://universalpowercompany.com.np/Projects/1
122 | Sanigad | 10.7 | Sani Gad | 153 | 2072-12-14 | 2107-12-13 | Bungal Hydro Ltd | Kalanga Complex, Dobhighat, Lalitpur-3, 5529927, 5524335, kbhep@gmail.com | 29o 36' 15" | 29o 39' 40" | 80o 49' 25" | 80o 51' 50" | 29.6042 | 29.6611 | 80.8236 | 80.8639 | Kaphalaseri,Pipalkot (Bajhang) | 2080-05-02 | Bajhang | Sudurpaschim | 3043 | 121.72 | 72295 | 1.6837 | 0.067346
96 | Down Piluwa | 10.3 | Piluwa Khola | 113 | 2070-11-04 | 2105-11-03 | River Falls Hydropower Development P. Ltd. | P.O.Box, 14165, Anamnagar, Kathmandu, Phone 01-4238159, Fax 01-4102651 | 27o 14' 30" | 27o 15' 00" | 87o 16' 00" | 87o 18' 10" | 27.2417 | 27.25 | 87.2667 | 87.3028 | Baneswor,Ankhibhui,Mamling (Sankhuwasabha) | 2080-04-25 | Sankhuwasabha | Koshi | 1890 | 75.6 | 57865 | 1.3065 | 0.05226 |  | RoR | https://www.investopaper.com/news/down-piluwa-khola-hydropower-project/
11 | Sun Koshi | 10.05 | Sun Koshi | 1_gtd | 2051-12-06 | 2101-11-30 | Nepal Electricity Authority |  | 27o 45' 00" | 27o 46' 00" | 85o 50' 10" | 85o 52' 30" | 27.75 | 27.7667 | 85.8361 | 85.875 | (Sindhupalchok) | 2029-01-01 | Sindhupalchok | Bagmati | 2002 | 80.08 | 59437.5 | 1.3473 | 0.053892
36 | Lower Modi -1 | 10 | Modi Khola | 29 | 2066-05-02 | 2101-05-02 | United Modi Hydropower Pvt. Ltd., 1st Floor Heritage Plaza 2; Kamaladi, Kathmandu Metropolitan - 31 | Phone 014169114; Fax : 014169113; email : unitedmodi@ntc.net.np | 28o 13' 15" | 28o 14' 07" | 83o 42' 05" | 83o 43' 00" | 28.2208 | 28.2353 | 83.7014 | 83.7167 | (Parbat) | 2069-08-09 | Parbat | Gandaki | 2114 | 84.56 | 61010 | 1.386 | 0.05544 |  |  | https://umh.com.np/project/lower-modi-hydro-power/ https://www.icranepal.com/wp-content/uploads/2019/11/51.-United-Modi_IPO-Rationale-Final.pdf
130 | Makari gad | 10 | Makari gad | 170 | 2073-05-27 | 2109-05-26 | Makarigad Hydropower Pvt. Ltd | Jagrittole Narayangopal Chowk, House No 50, Gorkhali Housei, Kathmandu; Phone no 44420530, Mob. 9841412569 (Karan Chand) | 29o 46' 54" | 29o 48' 03" | 80o 50' 33" | 80o 52' 30" | 29.7817 | 29.8008 | 80.8425 | 80.875 | ,Guljar,Khandeswori (Darchula) | 2079-11-27 | Darchula | Sudurpaschim | 2002 | 80.08 | 59437.5 | 1.3473 | 0.053892
35 | Sipring Khola | 10 | Sipring | 27 | 2066-01-30 | 2101-01-29 | Synergy Power Development P Ltd | P.O.Box 24600, Kathmandu, Phone 01-4440433 | 27o 48' 38" | 27o 49' 39" | 86o 13' 47" | 86o 15' 18" | 27.8106 | 27.8275 | 86.2297 | 86.255 | Khare,Gauri Sankar (Dolakha) | 2069-10-03 | Dolakha | Bagmati |  | 0 |  | #DIV/0! | #DIV/0!
[13 empty] | #VALUE! | #VALUE! | #VALUE! | #VALUE! |  |  | #N/A | #N/A |  | 0 |  | #DIV/0! | #DIV/0!
159 | Kabeli B1 Cascade HPP | 9.94 | Kabeli Khola | 277 | 2076-07-26 | 2112-07-25 | Arun Valley Hydropower Development Company Ltd. | Trade Tower Nepal, 2 nd floor,Thapathali, Kathmandu | 27o 16' 02" | 27o 16' 50" | 87o 45' 51" | 87o 47' 00" | 27.2672 | 27.2806 | 87.7642 | 87.7833 | Ambarpur,Nagi (Panchthar) | 2078-12-12 | Panchthar | Koshi |  | 0 |  | #DIV/0! | #DIV/0!
113 | Iwa Khola | 9.9 | Iwa Khola | 139 | 2072-03-28 | 2107-03-27 | Ridi Power Company Ltd. | Trade Tower Building, Thapathali ,Katmandu Tel no 01 5111015 | 27o 16' 30" | 27o 17' 20" | 87o 50' 05" | 87o 51' 52" | 27.275 | 27.2889 | 87.8347 | 87.8644 | Sawalakhu (Taplejung) | 2076-06-20 | Taplejung | Koshi |  | 0 |  | #DIV/0! | #DIV/0!
167 | Upper Ingwa Khola | 9.7 | Ingwa | 329 | 2077-07-28 | 2112-07-27 | Ingwa Hydopower Ltd., | P.O.Box No 24697, Trade Tower, Thapathali,Kathmandu, phone 01-5111015, 5111016, 9801147131 | 27o 16' 41" | 27o 17' 20" | 87o 53' 03" | 87o 55' 20" | 27.2781 | 27.2889 | 87.8842 | 87.9222 | (Taplejung) | 2080-12-28 | Taplejung | Koshi |  | 0 |  | #DIV/0! | #DIV/0!
147 | Super Mai-A HPP | 9.6 | Mai Khola | 224 | 2074-11-18 | 2110-02-07 | Sagarmatha Jalbidhyut Company P.Ltd. | 168/22 Thapa Gaun, New Banesor-10, Kathmandu.42272949, 9851018025,9751000158 | 26o 58' 08" | 26o 59' 59" | 87o 57' 36" | 87o 58' 26" | 26.9689 | 26.9997 | 87.96 | 87.9739 | Sumbek,Sulubung,Pyang (Ilam) | 2077-02-32 | Ilam | Koshi |  | 0 |  | #DIV/0! | #DIV/0!
148 | Mai Beni HPP | 9.51 | Mai Khola | 228 | 2075-01-06 | 2111-01-05 | Samling Power company Pvt.Ltd | Baneshwor 10, Kathmandu, Phone no 9851018025, 5539135, 5525228 | 26o 53' 09" | 26o 55' 41" | 87o 56' 38" | 87o 57' 30" | 26.8858 | 26.9281 | 87.9439 | 87.9583 | Namsaling,Soyang,Goduk (Ilam) | 2078-06-01 | Ilam | Koshi |  | 0 |  | #DIV/0! | #DIV/0!
165 | Mid Solu Khola HEP | 9.5 | Solu Khola | 308 | 2077-04-22 | 2112-04-21 | Mid Solu Hydropower Ltd. | Baneshwor-10, Baburam Acharaya Sadak 1757/70, Kathmandu Contact No. 9751000158,01-4470584, 9841560491 | 27o 29' 16" | 27o 31' 15" | 86o 34' 00" | 86o 35' 05" | 27.4878 | 27.5208 | 86.5667 | 86.5847 | Gora Khami,Salleri (Solukhumbu) | 2079-09-15 | Solukhumbu | Koshi |  | 0 |  | #DIV/0! | #DIV/0!
13 | Andhi Khola | 9.4 | Andhi Khola | 2_gtd | 2052-01-08 | 2101-12-30 | Butwal Power Company |  | 27o 55' 34" | 27o 57' 02" | 83o 40' 37" | 83o 41' 06" | 27.9261 | 27.9506 | 83.6769 | 83.685 | (Syangja) | 2048-02-18 | Syangja | Gandaki |  | 0 |  | #DIV/0! | #DIV/0!
168 | Super Chepe HEP | 9.05 | Chepe Khola | 341 | 2078-02-07 | 2113-02-06 | Ridge Line Energy Pvt. Ltd | Lalitpur 10, 9851198805, 015520465, 01-5181116, email: rienergy18@gmail.com | 28o 13' 00" | 28o 15' 00" | 84o 37' 55" | 84o 39' 08" | 28.2167 | 28.25 | 84.6319 | 84.6522 | Kharibot (Gorkha) Dudhpokhari (Lamjung) | 2080-10-08 | Gorkha | Gandaki |  | 0 |  | #DIV/0! | #DIV/0!
93 | Rudi A | 8.8 | Rudi Khola | 109 | 2070-09-12 | 2105-09-11 | Bindhabasini Hydropower Developmwnt Company Pvt.Ltd | P.O.Box.10242, Newbaneswor, Kathmandu, phone 4781891, Fax 4785671 | 28o 13' 51" | 28o 16' 39" | 84o 11' 00" | 84o 13' 00" | 28.2308 | 28.2775 | 84.1833 | 84.2167 | Mijuredada (Kaski) Bhoje,Pasagaun (Lamjung) | 2075-12-05 | Kaski | Gandaki |  | 0 |  | #DIV/0! | #DIV/0!
160 | Chepe Khola Small HEP | 8.63 | Chepe Khola | 279 | 2076-08-16 | 2112-08-15 | Aashutosh Investment Pvt. Ltd. | KMC-16, Kathmandu, 01-4359237 (Jivraj Kandel) | 28o 10' 39" | 28o 12' 55" | 84o 37' 43" | 84o 39' 05" | 28.1775 | 28.2153 | 84.6286 | 84.6514 | Kharibot (Gorkha) Dudhpokhari (Lamjung) | 2079-06-16 | Gorkha | Gandaki |  | 0 |  | #DIV/0! | #DIV/0!
65 | Nau Gad Khola | 8.5 | Naugad | 65 | 2069-03-31 | 2104-03-30 | Api Power Company Pvt. Ltd | Dillibajar Kathmandu,Phone 4417136,4433252 Fax 4421114 | 29o 41' 15" | 29o 43' 08" | 80o 36' 15" | 80o 36' 38" | 29.6875 | 29.7189 | 80.6042 | 80.6106 | (Darchula) | 2072-05-02 | Darchula | Sudurpaschim |  | 0 |  | #DIV/0! | #DIV/0!
108 | Upper Hewa HPP | 8.5 | Hewa Khola | 133 | 2072-01-15 | 2107-01-14 | Upper Hewa Khola Hydropower Company Pvt Ltd | GPO Box: 14165, Kathmandu Tel: 4102757 | 27o 19' 34" | 27o 20' 55" | 87o 20' 45" | 87o 22' 30" | 27.3261 | 27.3486 | 87.3458 | 87.375 | Jaljala,Siddhapokhari (Sankhuwasabha) | 2078-12-19 | Sankhuwasabha | Koshi |  | 0 |  | #DIV/0! | #DIV/0!
90 | Mai Cascade HPP | 8 | Mai Khola | 101 | 2070-04-15 | 2105-04-14 | Himal Dolkha Hydropower Company Pvt Ltd | Baneswar, Kathmandu Tel: 9851085922,2043191 | 26o 50' 50" | 26o 52' 36" | 87o 54' 43" | 87o 56' 11" | 26.8472 | 26.8767 | 87.9119 | 87.9364 | Goduk,Chisapani,Ilam N.P.,Soyak (Ilam) | 2074-12-26 | Ilam | Koshi |  | 0 |  | #DIV/0! | #DIV/0!
124 | Taksar Pikhuwa | 8 | Pikhuwa | 159 | 2073-03-03 | 2108-03-02 | Taksar Pikhuwa Khola Hydropower Ltd. | Gairigaun, Tinkune, Kathmandu, Phone no 9851099478, 4495459, Email: taksarpikhuwahydropower@gmail.com | 27o 07' 00" | 27o 08' 50" | 87o 01' 40" | 87o 04' 15" | 27.1167 | 27.1472 | 87.0278 | 87.0708 | Kota,Mane Bhanjyang,Taksar,Dalgaun (Bhojpur) | 2078-01-01 | Bhojpur | Koshi |  | 0 |  | #DIV/0! | #DIV/0!
132 | Upper Naugad Gad Hydropower Project | 8 | Naugad | 177 | 2073-09-14 | 2108-09-14 | Api Power Company Ltd. | Trade Tower, Thapathali, Kathmandu. Phone: 015511033, 015111037, Fax: 015111035 | 29o 43' 25" | 29o 44' 18" | 80o 36' 26" | 80o 39' 48" | 29.7236 | 29.7383 | 80.6072 | 80.6633 | Dhuligada,Sikhar (Darchula) | 2076-07-13 | Darchula | Sudurpaschim |  | 0 |  | #DIV/0! | #DIV/0!
136 | Super Mai Hydropower Project | 7.8 | Mai Khola | 188 | 2073-11-30 | 2108-11-29 | Supermai Hydropower Pvt.Ltd. | Kathmandu -5, Tangal , Phone no 4470887, email: supermaihydropower@gmail.com | 26o 56' 27" | 26o 58' 00" | 87o 56' 30" | 87o 57' 47" | 26.9408 | 26.9667 | 87.9417 | 87.9631 | Barbote,Soyang,Sumbek (Ilam) | 2075-07-11 | Ilam | Koshi |  | 0 |  | #DIV/0! | #DIV/0!
81 | Jogmai Khola | 7.6 | Jogmai Khola | 86 | 2069-12-29 | 2104-12-28 | Sanvi Energy Pvt. Ltd. | G.P. O. Box 8975, EPC 1341 KTM , Pulchok Lalitpur, Phone 5532860 | 26o 54' 40" | 26o 55' 24" | 88o 01' 09" | 88o 03' 20" | 26.9111 | 26.9233 | 88.0192 | 88.0556 | ,Namsaling,Naya Bazar,Panchakanya,Phikal Bazar (Ilam) | 2074-01-18 | Ilam | Koshi |  | 0 |  | #DIV/0! | #DIV/0!
20 | Indrawati -III | 7.5 | Indrawati Khola | 7 | 2054-11-14 | 2104-09-29 | National Hydropower Company Pvt. Ltd. |  | 27o 51' 38" | 27o 53' 15" | 85o 35' 24" | 85o 37' 12" | 27.8606 | 27.8875 | 85.59 | 85.62 | Jyamire,Langarche (Sindhupalchok) | 2059-06-21 | Sindhupalchok | Bagmati |  | 0 |  | #DIV/0! | #DIV/0!
128 | Upper Khorunga HPP | 7.5 | Khoranga Khola | 168 | 2073-05-08 | 2106-11-06 | Terhathum Power Company Pvt. Ltd. | Bagbajar, Kathmandu, Po. Box. No. 14130, Phone no 4240661 | 27o 11' 48" | 27o 13' 59" | 87o 31' 20" | 87o 32' 30" | 27.1967 | 27.2331 | 87.5222 | 87.5417 | Morahang,Shree Jung,Oyabjung,Pouthak (Terhathum) | 2076-11-17 | Terhathum | Koshi |  | 0 |  | #DIV/0! | #DIV/0!
157 | Upper Midim Khola SHP | 7.5 | Midim Khola | 272 | 2076-05-26 | 2111-05-25 | Bhujung Hydro Power Ltd., | Kathmandu-34, Baneshowr, Kathmandu,4480564,9851026587 | 28o 19' 01" | 28o 20' 50" | 84o 14' 40" | 84o 15' 54" | 28.3169 | 28.3472 | 84.2444 | 84.265 | Bhujung (Lamjung) | 2081-01-06 | Lamjung | Gandaki |  | 0 |  | #DIV/0! | #DIV/0!
131 | Yambaling Khola | 7.271 | Yambling | 172 | 2073-06-09 | 2109-06-08 | Yambaling Hydropower Ltd. | Lalitpur-10, Bagmati Tel: 98511140280,014215238, email: ymlhydro@gmail.com | 27o 56' 13" | 27o 57' 23" | 85o 47' 25" | 85o 50' 00" | 27.9369 | 27.9564 | 85.7903 | 85.8333 | Gumba,Golche (Sindhupalchok) | 2080-11-08 | Sindhupalchok | Bagmati |  | 0 |  | #DIV/0! | #DIV/0!
145 | Sapsup Khola Small Hydro Electric Project | 7.151 | Sapsup Khola | 211 | 2074-08-29 | 2109-08-28 | Three Star Hydro Power Pvt.Ltd. | 593/55 Kha Thapa Gaun, New Banesor-10, Kathmandu.4468423,9851105341 | 27o 06' 31" | 27o 08' 34" | 86o 44' 20" | 86o 45' 23" | 27.1086 | 27.1428 | 86.7389 | 86.7564 | Batase,Chhorambu,Rajapani (Khotang) | 2078-09-23 | Khotang | Koshi |  | 0 |  | #DIV/0! | #DIV/0!
39 | Ankhu Khola - 1 | 7 | Ankhu Khola | 32 | 2066-08-26 | 2101-08-25 | Ankhu Khola Jalvidut Co. Ltd | Kathmandu-32, Anamnagar, Phone 01-4286228,4102595, 9841545350, 9851072170 | 28o 00' 00" | 28o 01' 30" | 84o 54' 00" | 84o 55' 55" | 28 | 28.025 | 84.9 | 84.9319 | (Dhading) | 2070-05-08 | Dhading | Bagmati |  | 0 |  | #DIV/0! | #DIV/0!
163 | Chepe Khola HEP | 7 | Chepe Khola | 297 | 2077-02-15 | 2112-02-14 | Champawati Hydro Power P.Ltd | Kathmandu -14 Balkhu,4036085,4036086 | 28o 07' 10" | 28o 08' 23" | 84o 33' 06" | 84o 35' 00" | 28.1194 | 28.1397 | 84.5517 | 84.5833 | Thalajung,Kerabari (Gorkha) | 2081-03-25 | Gorkha | Gandaki |  | 0 |  | #DIV/0! | #DIV/0!
69 | Mai Cascade | 7 | Mai Khola | 72 | 2069-07-15 | 2104-07-14 | Sanima Mai Hydropower Limited | Narananchaur, Naksal Kathmandu, P. O. Box 19737, Phone 01-4446442, Fax 01-4441277 | 26o 45' 43" | 26o 47' 21" | 87o 52' 02" | 87o 53' 09" | 26.7619 | 26.7892 | 87.8672 | 87.8858 | (Ilam) | 2072-12-19 | Ilam | Koshi |  | 0 |  | #DIV/0! | #DIV/0!
105 | Molun Khola SHP | 7 | Molun | 127 | 2071-06-02 | 2106-06-01 | Molun Hydropower Co. Pvt. Ltd | Rabibhawan Kathmandu, P.O.Box 5813, Phone 01-4278130, Fax 01-4280799 | 27o 20' 00" | 27o 21' 20" | 86o 25' 42" | 86o 26' 19" | 27.3333 | 27.3556 | 86.4283 | 86.4386 | Baraneshwor,Prapchan,Harkapur (Okhaldhunga) | 2074-12-12 | Okhaldhunga | Koshi |  | 0 |  | #DIV/0! | #DIV/0!
109 | Suri Khola | 7 | Suri | 134 | 2072-02-24 | 2108-02-23 | Suri Khola Hydropower Pvt Ltd | GPO Box: 8941 , Katmandu. Phone no 4117079 | 27o 44' 10" | 27o 45' 14" | 86o 12' 50" | 86o 15' 10" | 27.7361 | 27.7539 | 86.2139 | 86.2528 | ,Chankhu (Dolakha) | 2079-01-18 | Dolakha | Bagmati |  | 0 |  | #DIV/0! | #DIV/0!
107 | Upper Khimti II | 7 | Khimti Khola | 131 | 2071-12-13 | 2107-12-12 | Himalaya Urja Bikash Company Limited | G.P.O. Box: 10429 Ph: 4487794 | 27o 38' 20" | 27o 39' 55" | 86o 18' 10" | 86o 20' 10" | 27.6389 | 27.6653 | 86.3028 | 86.3361 | Chuchure (Ramechhap) | 2079-02-17 | Ramechhap | Bagmati |  | 0 |  | #DIV/0! | #DIV/0!
133 | Upper Mardi Hydropower Project | 7 | Mardi | 181 | 2073-10-14 | 2108-05-31 | United Idimardi and R.B. Hydropower Pvt Ltd | Sanepa , Lalitpur Tel: 01-5520254, 52012027 | 28o 22' 16" | 28o 24' 10" | 83o 52' 03" | 83o 54' 30" | 28.3711 | 28.4028 | 83.8675 | 83.9083 | Lwangghale (Kaski) | 2076-06-20 | Kaski | Gandaki |  | 0 |  | #DIV/0! | #DIV/0!
156 | Upper Suri Khola HPP | 7 | Hulak,Kolung | 268 | 2076-04-15 | 2111-04-14 | Makar Jitumaya Hudropower Pvt.Ltd. | Kathmandu-11,Tripureswor, | 27o 43' 30" | 27o 44' 30" | 86o 15' 10" | 86o 17' 00" | 27.725 | 27.7417 | 86.2528 | 86.2833 | Chankhu (Dolakha) | 2080-08-21 | Dolakha | Bagmati |  | 0 |  | #DIV/0! | #DIV/0!
140 | Rudi Khola-B Hydropower Project | 6.6 | Rudi Khola | 199 | 2074-02-26 | 2109-02-25 | Bindhyabasini Hydropower Development Co. Pvt Ltd | Naya Baneshwor, Kathmandu, P.O. Box no 10242, Phone no 4781891, Fax no 4785671, email: rudikhola@gmail.com | 28o 16' 39" | 28o 17' 50" | 84o 11' 00" | 84o 13' 00" | 28.2775 | 28.2972 | 84.1833 | 84.2167 | Mijuredada (Kaski) Pasagaun (Lamjung) | 2076-11-05 | Kaski | Gandaki |  | 0 |  | #DIV/0! | #DIV/0!
155 | Lower Jogmai Khola HPP | 6.2 | Jogmai Khola | 264 | 2076-03-12 | 2112-03-11 | Asian Hydropower Pvt. Ltd | Kathmandu-10 New Baneshwor, P.O. Box 9879, 4491882,4470887, 9851018025 | 26o 53' 00" | 26o 53' 56" | 87o 57' 26" | 87o 59' 50" | 26.8833 | 26.8989 | 87.9572 | 87.9972 | Namsaling,Goduk,Panchakanya (Ilam) | 2078-07-15 | Ilam | Koshi |  | 0 |  | #DIV/0! | #DIV/0!
15 | Puwa | 6.2 | Puwa | 2 | 2052-05-27 | 2101-11-30 | Nepal Electricity Authority |  | 26o 52' 28" | 26o 54' 50" | 87o 54' 04" | 87o 55' 52" | 26.8744 | 26.9139 | 87.9011 | 87.9311 | Ilam N.P. (Ilam) | 2060-12-22 | Ilam | Koshi |  | 0 |  | #DIV/0! | #DIV/0!
87 | Upper Mai -C | 6.1 | Mai Khola | 95 | 2070-03-21 | 2105-03-20 | Mai Valley Hydropower P.L., | P.O.Box 24194, Phone 01-5010631, Lalitpur Kathmandu | 27o 00' 00" | 27o 01' 21" | 87o 57' 37" | 87o 58' 09" | 27 | 27.0225 | 87.9603 | 87.9692 | ,Mabu,Sulubung (Ilam) | 2074-04-09 | Ilam | Koshi |  | 0 |  | #DIV/0! | #DIV/0!
62 | Daraundi A | 6 | Daraundi | 62 | 2069-02-16 | 2104-02-15 | Daraundi Kalika Hydro | Samakhusi, Kathmandu, Nepal. Ph: 4360076 | 28o 06' 29" | 28o 08' 13" | 84o 39' 43" | 84o 41' 33" | 28.1081 | 28.1369 | 84.6619 | 84.6925 | (Gorkha) | 2073-08-12 | Gorkha | Gandaki |  | 0 |  | #DIV/0! | #DIV/0!
150 | Upper Phawa HPP | 5.8 | Phawa Khola | 238 | 2075-05-19 | 2110-05-18 | Unitech Hydropower Company Ltd. | Kathmandu-32. 01-4489018,98560 66100 | 27o 19' 04" | 27o 21' 02" | 87o 46' 05" | 87o 48' 12" | 27.3178 | 27.3506 | 87.7681 | 87.8033 | Sikaicha,Tiringe (Taplejung) | 2081-01-08 | Taplejung | Koshi |  | 0 |  | #DIV/0! | #DIV/0!
94 | Ghalemdi Khola | 5 | Ghalemdi | 110 | 2070-09-14 | 2105-09-13 | Ghalemdi Hydro Limited | P.O.Box 9560, Banasthatli, Kathmandu; Tel. 014362520; 69521079; ghalemdi@gmail.com | 28o 31' 30" | 28o 32' 30" | 83o 40' 30" | 83o 42' 00" | 28.525 | 28.5417 | 83.675 | 83.7 | Narchyang (Myagdi) | 2076-11-05 | Myagdi | Gandaki |  | 0 |  | #DIV/0! | #DIV/0!
112 | Ghatte Khola | 5 | Ghatte Khola | 138 | 2072-03-24 | 2107-03-23 | Mankamana Engineering HP | P.O.Box. 8020, Kathmandu,4785771 | 27o 46' 25" | 27o 47' 14" | 86o 17' 00" | 86o 18' 35" | 27.7736 | 27.7872 | 86.2833 | 86.3097 | Marbu (Dolakha) | 2077-11-23 | Dolakha | Bagmati |  | 0 |  | #DIV/0! | #DIV/0!
141 | Lankhuwa Khola | 5 | Lankhuwa | 200 | 2074-03-28 | 2109-03-27 | Sabhapokhari Hydropower Ltd. | Banasthali, Kathmandu, 01-4390229, 9851092494 | 27o 25' 25" | 27o 26' 50" | 87o 17' 00" | 87o 18' 30" | 27.4236 | 27.4472 | 87.2833 | 87.3083 | Dhupu (Sankhuwasabha) | 2081-10-24 | Sankhuwasabha | Koshi |  | 0 |  | #DIV/0! | #DIV/0!
24 | Mailung Khola | 5 | Mailung Khola | 13 | 2060-12-03 | 2094-12-30 | Mailun Khola Hydropower Company Pvt. Ltd |  | 28o 04' 03" | 28o 05' 00" | 85o 11' 26" | 85o 13' 07" | 28.0675 | 28.0833 | 85.1906 | 85.2186 | (Rasuwa) | 2071-03-19 | Rasuwa | Bagmati |  | 0 |  | #DIV/0! | #DIV/0!
46 | Phawa khola Hydropower Project | 5 | Phawa Khola | 39 | 2067-06-19 | 2102-06-18 | Shiwani Hydropower Company | Baneshwor, Kathamandu - 10, Ph. 4466405, Fax: 4460137 | 27o 16' 37" | 27o 19' 03" | 87o 45' 27" | 87o 46' 22" | 27.2769 | 27.3175 | 87.7575 | 87.7728 | Dummrise,Chaksibote,Thechambu (Taplejung) | 0000-00-00 | Taplejung | Koshi |  | 0 |  | #DIV/0! | #DIV/0!
51 | Pikhuwa Khola | 5 | Pikhuwa | 45 | 2067-12-07 | 2102-12-06 | Eastern Hydropower P Ltd | Kathmandu, Phone 01-4495459 | 27o 08' 50" | 27o 10' 33" | 87o 00' 41" | 87o 02' 03" | 27.1472 | 27.1758 | 87.0114 | 87.0342 | Kota,Bokhim,Bhojpur (Bhojpur) | 2076-02-27 | Bhojpur | Koshi |  | 0 |  | #DIV/0! | #DIV/0!
146 | Richet Khola SHP | 5 | Richet | 214 | 2074-09-04 | 2109-09-03 | Richet Jalbidhyut Company Pvt. Ltd. | Lalitpur-15, Mahalaxmisthan, phone no 5527469, 55237849, 9851006013, email: richethydro@gmail.com | 28o 10' 10" | 28o 10' 55" | 84o 54' 58" | 84o 55' 51" | 28.1694 | 28.1819 | 84.9161 | 84.9308 | Manbu,Kashigaun (Gorkha) | 2078-04-28 | Gorkha | Gandaki |  | 0 |  | #DIV/0! | #DIV/0!
110 | Rukum gad | 5 | Rukum Gad | 136 | 2072-03-09 | 2108-03-08 | Rapti Hydro and General Construction Pvt. Ltd. | Tripureshwor, Kathmandu, P. O. Box no 13961 Phone 014101140, 014251080 | 28o 35' 36" | 28o 36' 50" | 82o 37' 30" | 82o 39' 01" | 28.5933 | 28.6139 | 82.625 | 82.6503 | (Eastern Rukum) | 2079-12-28 | Eastern Rukum | Lumbini |  | 0 |  | #DIV/0! | #DIV/0!
38 | Siuri Khola | 5 | Siuri | 31 | 2066-05-30 | 2101-05-29 | Nyadi Group Pvt Ltd | PO Box 14165, Kathmandu, Ph: 6219566 | 28o 20' 24" | 28o 21' 00" | 84o 27' 41" | 84o 29' 23" | 28.34 | 28.35 | 84.4614 | 84.4897 | (Lamjung) | 2069-06-30 | Lamjung | Gandaki |  | 0 |  | #DIV/0! | #DIV/0!
56 | Tadi Khola (thaprek) | 5 | Tadi Khola | 54 | 2068-08-06 | 2103-08-05 | Aadi Shakti Bidhut Bikash Co. P. Ltd | P.O. Box: 897, Ph: 01-4219731 | 27o 55' 00" | 27o 55' 56" | 85o 19' 15" | 85o 21' 08" | 27.9167 | 27.9322 | 85.3208 | 85.3522 | (Nuwakot) | 2058-10-10 | Nuwakot | Bagmati |  | 0 |  | #DIV/0! | #DIV/0!
66 | Upper Hugdi | 5 | Hugdi | 67 | 2069-04-30 | 2104-04-29 | Ruru Jalbidyut Pariyojana Pvt. Ltd | P.O. Box 8416, Samakhusi, Kathmandu-29, Nepal, Phone: 01-4389703, 4357563 Fax :01-4357563 | 28o 05' 00" | 28o 06' 12" | 83o 23' 17" | 83o 25' 17" | 28.0833 | 28.1033 | 83.3881 | 83.4214 | (Gulmi) | 2071-12-09 | Gulmi | Lumbini |  | 0 |  | #DIV/0! | #DIV/0!
80 | Lower Tadi | 4.993 | Tadi Khola | 88 | 2069-12-27 | 2104-12-26 | Buddha Bhumi Nepal Hydropower Co. Pvt. ltd. | Kantipath Kathmandu, Phone 01-4248228, Fax 01-4244474 | 27o 55' 05" | 27o 55' 40" | 85o 21' 08" | 85o 22' 50" | 27.9181 | 27.9278 | 85.3522 | 85.3806 | Balkumari,Samundratar,Sundaradevi,Thaprek (Nuwakot) | 2078-12-10 | Nuwakot | Bagmati |  | 0 |  | #DIV/0! | #DIV/0!
151 | Puwa II hydropower Project | 4.96 | Puwa | 240 | 2075-06-23 | 2110-06-22 | Peoples Power Ltd | Kamal Pokhari Kathmandu; PH. -014462844, 01-4437611 | 26o 57' 14" | 26o 59' 24" | 87o 53' 49" | 87o 54' 34" | 26.9539 | 26.99 | 87.8969 | 87.9094 | Sakhejung,Maipokhari,Barbote (Ilam) | 2079-08-12 | Ilam | Koshi |  | 0 |  | #DIV/0! | #DIV/0!
29 | Mardi Khola | 4.8 | Mardi | 21 | 2063-10-08 | 2098-10-07 | Gandaki Hydropower Development Co. P. Ltd |  | 28o 19' 10" | 28o 22' 14" | 83o 52' 55" | 83o 53' 30" | 28.3194 | 28.3706 | 83.8819 | 83.8917 | (Kaski) | 2066-10-08 | Kaski | Gandaki |  | 0 |  | #DIV/0! | #DIV/0!
144 | Padam Khola SHP | 4.8 | Padam Khola | 207 | 2074-06-29 | 2109-06-28 | Dolti Power Company P. Ltd | Baneshwor, Kathmandu, Phone no 4105021, 97510001589, 9851003846, emai: info@doltipower.com.np | 28o 54' 02" | 28o 55' 00" | 81o 49' 22" | 81o 51' 19" | 28.9006 | 28.9167 | 81.8228 | 81.8553 | Kalika (Dailekh) | 2076-09-08 | Dailekh | Karnali |  | 0 |  | #DIV/0! | #DIV/0!
118 | Upper Piluwa Khola-2 SHP | 4.72 | Piluwa Khola | 149 | 2072-09-03 | 2107-09-02 | Menchhiyam Hydropower P Ltd. Itahari,Sunsari,9841521159 | PO Box no 8975 EPC 1030 Kathmandu, Phone no 4008602, 9843142092 | 27o 17' 40" | 27o 18' 01" | 87o 23' 18" | 87o 24' 21" | 27.2944 | 27.3003 | 87.3883 | 87.4058 | Mawadin,Siddhakali (Sankhuwasabha) | 2079-11-22 | Sankhuwasabha | Koshi |  | 0 |  | #DIV/0! | #DIV/0!
134 | Upper Chirkhuwa Khola | 4.7 | Chirkhuwa | 185 | 2073-11-11 | 2108-11-10 | Chirkhuwa Hydropower Company Pvt td | GPO Box: 19387 , Katmandu, phone no 4770297 | 27o 21' 23" | 27o 22' 30" | 87o 04' 48" | 87o 06' 32" | 27.3564 | 27.375 | 87.08 | 87.1089 | Nepaledada,Mulpani,Khartimchcha (Bhojpur) | 2081-02-20 | Bhojpur | Koshi |  | 0 |  | #DIV/0! | #DIV/0!
162 | Upper Machha Khola HEP | 4.55 | Machha Khola | 283 | 2076-09-29 | 2111-09-28 | Bikash Hydropower Company Pvt. Ltd. | Maharajgunj-3, Kathmandu, 01-4445083, 4445084, 9851073099, Contact no; Krishna prasad ghimire | 28o 12' 33" | 28o 13' 20" | 84o 48' 27" | 84o 49' 27" | 28.2092 | 28.2222 | 84.8075 | 84.8242 | Gumda,Laprak (Gorkha) | 2079-11-17 | Gorkha | Gandaki |  | 0 |  | #DIV/0! | #DIV/0!
41 | Bijayapur-1 | 4.5 | Bijayapur | 34 | 2066-12-22 | 2101-12-21 | Bhagawati Hydropower Development Company |  | 28o 10' 37" | 28o 11' 26" | 84o 01' 31" | 84o 02' 26" | 28.1769 | 28.1906 | 84.0253 | 84.0406 | (Kaski) | 2069-05-05 | Kaski | Gandaki |  | 0 |  | #DIV/0! | #DIV/0!
127 | Bijaypur Khola-2 HPP | 4.5 | Bijaypur | 166 | 2073-04-25 | 2108-04-24 | Civil hydropower company | Lekhanath Nagarpalika, Phone no 0610465562, email : civilhydropower@gmail.com | 28o 09' 10" | 28o 10' 37" | 84o 02' 00" | 84o 02' 36" | 28.1528 | 28.1769 | 84.0333 | 84.0433 | Lekhnath (Kaski) | 2077-11-18 | Kaski | Gandaki |  | 0 |  | #DIV/0! | #DIV/0!
31 | Mai Khola | 4.5 | Mai Khola | 23 | 2064-08-20 | 2099-08-19 | Himal Dolkha Hydropower Co Ltd |  | 26o 52' 36" | 26o 53' 36" | 87o 55' 47" | 87o 56' 38" | 26.8767 | 26.8933 | 87.9297 | 87.9439 | (Ilam) | 2064-10-14 | Ilam | Koshi |  | 0 |  | #DIV/0! | #DIV/0!
33 | Hewa khola | 4.455 | Hewa Khola | 25 | 2065-01-22 | 2100-01-21 | Barun Hydropower Development Co. Pvt. Ltd |  | 27o 18' 54" | 27o 19' 33" | 87o 19' 00" | 87o 20' 44" | 27.315 | 27.3258 | 87.3167 | 87.3456 | Jaljala,Siddhapokhari (Sankhuwasabha) | 2067-04-17 | Sankhuwasabha | Koshi |  | 0 |  | #DIV/0! | #DIV/0!
53 | Radhi Small | 4.4 | Radhi | 47 | 2068-01-28 | 2103-01-27 | Radhi Bidyut Co. Ltd | P.O.Box: 20290, Phone-014232750,4232749 , Fax: 014232748, Blue Star Complex, Room No. 523, Tripureshwor, Kathmandu | 28o 23' 48" | 28o 24' 30" | 84o 24' 34" | 84o 25' 45" | 28.3967 | 28.4083 | 84.4094 | 84.4292 | (Lamjung) | 2071-02-31 | Lamjung | Gandaki |  | 0 |  | #DIV/0! | #DIV/0!
78 | Tungun - Thosne Khola | 4.36 | Tugun | 84 | 2069-11-03 | 2104-11-02 | Khani Khola Hydropower Company Ltd | Baluwatar Kathmandu, P.O.Box 8975,Ph 01-4417219 | 27o 29' 15" | 27o 29' 50" | 85o 18' 20" | 85o 19' 53" | 27.4875 | 27.4972 | 85.3056 | 85.3314 | (Lalitpur) | 2073-08-09 | Lalitpur | Bagmati |  | 0 |  | #DIV/0! | #DIV/0!
40 | Baramchi Khola HPP | 4.2 | Baramchi | 33 | 2066-10-26 | 2101-10-25 | Unique Hydel Pvt Ltd | Thulo Bharyang, Kathmandu Phone 01-4672598,4672599 | 27o 50' 11" | 27o 51' 30" | 85o 46' 38" | 85o 48' 15" | 27.8364 | 27.8583 | 85.7772 | 85.8042 | Baramchi,Hagam (Sindhupalchok) | 2071-12-30 | Sindhupalchok | Bagmati |  | 0 |  | #DIV/0! | #DIV/0!
26 | Khudi Khola | 4 | Khudi | 16 | 2061-11-13 | 2096-11-12 | Khudi hydropower limited |  | 28o 16' 30" | 28o 18' 30" | 84o 19' 30" | 84o 21' 30" | 28.275 | 28.3083 | 84.325 | 84.3583 | Ghanpokhara,Khudi,Simpani (Lamjung) | 2063-09-15 | Lamjung | Gandaki |  | 0 |  | #DIV/0! | #DIV/0!
92 | Puwa Khola-1 | 4 | Puwa | 106 | 2070-06-21 | 2105-06-20 | Puwa Khola - 1 Hydropower Pvt. Ltd | PO Bpx 20762 Baluwatar Nepal. Ph: 4410057, 9851129708 | 26o 55' 02" | 26o 56' 58" | 87o 53' 46" | 87o 55' 00" | 26.9172 | 26.9494 | 87.8961 | 87.9167 | Shantidanda,Barbote,Ilam N.P. (Ilam) | 2074-06-23 | Ilam | Koshi |  | 0 |  | #DIV/0! | #DIV/0!
86 | Sardi Khola | 4 | Sardi | 94 | 2070-03-13 | 2105-03-12 | Mandakini Hydropower Pvt. Ltd. | Baneswor Kathmandu, P.O.Box 7327, Phone 01-4461574 | 28o 20' 00" | 28o 21' 07" | 83o 58' 30" | 84o 00' 35" | 28.3333 | 28.3519 | 83.975 | 84.0097 | (Kaski) | 2074-08-23 | Kaski | Gandaki |  | 0 |  | #DIV/0! | #DIV/0!
149 | Upper Chhyandi Small HPP | 4 | Chhyangdi | 233 | 2075-02-09 | 2111-02-08 | Chhyandi Hysropower LTD | Gairidhara-2, Kathmandu, 4426483, PO 19380 | 28o 16' 05" | 28o 17' 46" | 84o 28' 38" | 84o 29' 57" | 28.2681 | 28.2961 | 84.4772 | 84.4992 | Bansar,Faleni (Lamjung) | 2078-08-24 | Lamjung | Gandaki |  | 0 |  | #DIV/0! | #DIV/0!
103 | Dwari Khola SHP | 3.75 | Dwari | 124 | 2071-02-26 | 2106-02-25 | Bhugol Energy Development Company Pvt Ltd | Kupandole, Lalitpur, Tel: 9841488723,9841505699 | 28o 55' 00" | 28o 56' 48" | 81o 48' 56" | 81o 50' 29" | 28.9167 | 28.9467 | 81.8156 | 81.8414 | (Dailekh) | 2074-01-23 | Dailekh | Karnali |  | 0 |  | #DIV/0! | #DIV/0!
47 | Charnawati Khola Hydroelectric Project | 3.52 | Charnawati | 40 | 2067-08-17 | 2102-08-16 | Nepal Hydro Developer Pvt Ltd | Baneswar-10, Kathmandu, Tel; 4441131, Fax: 014441973,POB: 26435 | 27o 37' 50" | 27o 39' 20" | 86o 00' 58" | 86o 02' 23" | 27.6306 | 27.6556 | 86.0161 | 86.0397 | Mati (Dolakha) | 2070-02-24 | Dolakha | Bagmati |  | 0 |  | #DIV/0! | #DIV/0!
143 | Seti Khola HPP | 3.5 | Seti Khola | 205 | 2074-05-26 | 2109-05-25 | Parbat Paiyu Khola Hydropower Company | Head Office ,Kathmandu Tel: 2093013, Fax: 4385668 | 28o 00' 37" | 28o 02' 05" | 83o 36' 45" | 83o 37' 30" | 28.0103 | 28.0347 | 83.6125 | 83.625 | Shivalaya (Parbat) | 2081-03-07 | Parbat | Gandaki |  | 0 |  | #DIV/0! | #DIV/0!
95 | Kapadigad | 3.33 | Kapadigad | 111 | 2070-09-14 | 2105-09-13 | Salmanidevi Hydropower Pvt Ltd | Dhunga Adda, Tinthana-7,KTM, 014316325 | 29o 00' 00" | 29o 01' 15" | 80o 45' 00" | 80o 47' 05" | 29 | 29.0208 | 80.75 | 80.7847 | ,Barchhen (Doti) | 2076-02-25 | Doti | Sudurpaschim |  | 0 |  | #DIV/0! | #DIV/0!
75 | Sabha Khola | 3.3 | Sabha Khola | 81 | 2069-10-04 | 2104-10-03 | Dibyaswari Hydropower P Ltd | Purano Baneswor, Kathmandu, Phone 014461326, | 27o 23' 19" | 27o 24' 13" | 87o 16' 23" | 87o 17' 35" | 27.3886 | 27.4036 | 87.2731 | 87.2931 | Dhupu (Sankhuwasabha) | 2074-06-04 | Sankhuwasabha | Koshi |  | 0 |  | #DIV/0! | #DIV/0!
84 | Gelun Khola HPP | 3.2 | Gelun | 91 | 2070-02-06 | 2105-02-05 | Gelun Khola Hydropower Company Pvt Ltd | Baneswar, Kathmandu Tel: 4492150 | 27o 49' 30" | 27o 50' 40" | 85o 46' 30" | 85o 49' 15" | 27.825 | 27.8444 | 85.775 | 85.8208 | Baramchi,Hagam,Jalbire (Sindhupalchok) | 2080-08-15 | Sindhupalchok | Bagmati |  | 0 |  | #DIV/0! | #DIV/0!
37 | Bhairab Kund Khola | 3 | Bhairab Kund | 30 | 2066-05-19 | 2101-05-18 | Bhairabkund Hydropower Pvt. Ltd. | Minbhawan Kathmandu, Phone01-4482201, Fax 01-4482008 | 27o 55' 52" | 27o 56' 14" | 85o 55' 53" | 85o 56' 28" | 27.9311 | 27.9372 | 85.9314 | 85.9411 | Tatopani (Sindhupalchok) | 2071-02-22 | Sindhupalchok | Bagmati |  | 0 |  | #DIV/0! | #DIV/0!
25 | Chaku Khola | 3 | Chaku | 17 | 2061-11-04 | 2096-11-03 | Alliance Power Nepal P.Ltd |  | 27o 52' 00" | 27o 53' 00" | 85o 54' 30" | 85o 56' 00" | 27.8667 | 27.8833 | 85.9083 | 85.9333 | Fulpingkatti,Tatopani (Sindhupalchok) | 2062-03-01 | Sindhupalchok | Bagmati |  | 0 |  | #DIV/0! | #DIV/0!
67 | Midim Khola | 3 | Midim Khola | 68 | 2069-05-06 | 2104-05-05 | Union Hydropower P.Ltd | P.O.B. No: 12637, Ph: 01-5543850 | 28o 10' 53" | 28o 12' 00" | 84o 16' 42" | 84o 17' 30" | 28.1814 | 28.2 | 84.2783 | 84.2917 | Karapu (Lamjung) | 2074-10-15 | Lamjung | Gandaki |  | 0 |  | #DIV/0! | #DIV/0!
22 | Piluwa Khola | 3 | Piluwa Khola | 9 | 2057-05-05 | 2097-04-32 | Arun Valley Hydropower Development Company Pvt. Ltd. |  | 27o 15' 45" | 27o 17' 05" | 87o 19' 35" | 87o 20' 56" | 27.2625 | 27.2847 | 87.3264 | 87.3489 | (Sankhuwasabha) | 2060-06-01 | Sankhuwasabha | Koshi |  | 0 |  | #DIV/0! | #DIV/0!
135 | Rawa Khola | 3 | Rawa Khola | 186 | 2073-11-26 | 2108-11-25 | Rawa Energy Development Pvt Ltd | Ghattekulo, Kathmandu , P.O.Box 20770, Phone 01-4244620 | 27o 20' 28" | 27o 21' 35" | 86o 50' 38" | 86o 51' 33" | 27.3411 | 27.3597 | 86.8439 | 86.8592 | Sungdel,Diplung (Khotang) | 2077-06-04 | Khotang | Koshi |  | 0 |  | #DIV/0! | #DIV/0!
153 | Super Mai Khola Cascade HPP | 3 | Mai Khola | 250 | 2075-11-05 | 2110-11-04 | Mai Khola Hydropower Pvt.Ltd. | Kathmandu-10, Thapagaun; 01-4227294, 4468423, 9851018025 | 26o 55' 41" | 26o 56' 27" | 87o 56' 34" | 87o 57' 13" | 26.9281 | 26.9408 | 87.9428 | 87.9536 | Soyang,Barbote (Ilam) | 2077-03-31 | Ilam | Koshi |  | 0 |  | #DIV/0! | #DIV/0!
83 | Upper Puwa-1 | 3 | Puwa | 90 | 2070-02-06 | 2105-02-05 | Joshi Hydropower Co. P. Ltd | Newbaneswor, KathmanduTel: 01-4115787 | 26o 59' 47" | 27o 00' 50" | 87o 52' 50" | 87o 54' 10" | 26.9964 | 27.0139 | 87.8806 | 87.9028 | (Ilam) | 2071-10-01 | Ilam | Koshi |  | 0 |  | #DIV/0! | #DIV/0!
98 | Chake Khola | 2.83 | Chake Khola | 114 | 2070-11-21 | 2105-11-20 | Garjang Upatyaka HP Company Limited | Khusibu, Ward No. 17, KTM | 27o 37' 15" | 27o 38' 19" | 86o 18' 45" | 86o 21' 42" | 27.6208 | 27.6386 | 86.3125 | 86.3617 | Chuchure (Ramechhap) | 2074-08-28 | Ramechhap | Bagmati |  | 0 |  | #DIV/0! | #DIV/0!
23 | Sunkoshi Small | 2.6 | Sun Koshi | 12 | 2059-06-22 | 2094-03-31 | Sanima Hydripower Pvt.Ltd |  | 27o 46' 00" | 27o 48' 00" | 85o 53' 00" | 85o 56' 00" | 27.7667 | 27.8 | 85.8833 | 85.9333 | (Sindhupalchok) | 2061-12-11 | Sindhupalchok | Bagmati |  | 0 |  | #DIV/0! | #DIV/0!
82 | Daram Khola-A | 2.5 | Daram | 89 | 2070-02-02 | 2105-02-01 | Sayapatri Hydropower Pvt. Ltd. | Gongabu-29 Kathmandu, Phone 01-4364009 | 28o 16' 45" | 28o 17' 52" | 83o 24' 30" | 83o 25' 27" | 28.2792 | 28.2978 | 83.4083 | 83.4242 | (Baglung) | 2073-03-12 | Baglung | Gandaki |  | 0 |  | #DIV/0! | #DIV/0!
50 | Jiri Khola SHP | 2.4 | Jiri Khola | 42 | 2067-11-17 | 2102-11-16 | Bojini Company (P.) Ltd | Buddhanagar, Kathmandu. G.P.O Box: 8974, 4783532,4782765 | 27o 35' 06" | 27o 36' 45" | 86o 13' 24" | 86o 14' 00" | 27.585 | 27.6125 | 86.2233 | 86.2333 | (Dolakha) | 2071-11-01 | Dolakha | Bagmati |  | 0 |  | #DIV/0! | #DIV/0!
6 | Panauti | 2.4 | Roshi | 1_gtd | 2051-12-06 | 2101-11-30 | Nepal Electricity Authority |  | 27o 33' 00" | 27o 35' 21" | 85o 30' 20" | 85o 32' 35" | 27.55 | 27.5892 | 85.5056 | 85.5431 | (Kavrepalanchok) | 2022-01-01 | Kavrepalanchok | Bagmati |  | 0 |  | #DIV/0! | #DIV/0!
30 | Ridi Khola | 2.4 | Ridi | 22 | 2064-02-17 | 2099-02-16 | Ridi Power Co. Ltd. | P.O. Box: 11039, Baneswor Kathmandu Ph: 4475234, 44474895 | 27o 55' 30" | 27o 57' 00" | 83o 23' 30" | 83o 26' 30" | 27.925 | 27.95 | 83.3917 | 83.4417 | (Palpa) | 2066-07-10 | Palpa | Lumbini |  | 0 |  | #DIV/0! | #DIV/0!
138 | Upper Syange Khola SHP | 2.4 | Syange | 197 | 2074-02-22 | 2109-02-21 | Upper Syange Hydropower Pvt. Ltd. | Samakhusi, Kathmandu, P. O. Box: 8975, Phone: 4357646, Fax: 4354186 | 28o 23' 05" | 28o 23' 37" | 84o 22' 48" | 84o 23' 54" | 28.3847 | 28.3936 | 84.38 | 84.3983 | Taghring (Lamjung) | 2078-11-15 | Lamjung | Gandaki |  | 0 |  | #DIV/0! | #DIV/0!
91 | Chhandi Khola | 2 | Chhandi | 103 | 2070-05-24 | 2105-05-23 | Chhyandi Hydropower Co. P. Ltd | Ph: 014424925, 9851095497, 014426483 | 28o 15' 12" | 28o 16' 04" | 84o 28' 08" | 84o 29' 20" | 28.2533 | 28.2678 | 84.4689 | 84.4889 | (Lamjung) | 2072-12-13 | Lamjung | Gandaki |  | 0 |  | #DIV/0! | #DIV/0!
63 | Jhyadi Khola | 2 | Jhyari Khola | 63 | 2069-02-30 | 2104-02-29 | Electrocom and Research Centre, 9851003846 | Baneshwor, Kathamandu - 10, Ph. 9851003846,9751000944 | 27o 44' 30" | 27o 46' 35" | 85o 40' 15" | 85o 41' 02" | 27.7417 | 27.7764 | 85.6708 | 85.6839 | Pipaldanda,Sanusiruwari,Kunchok,Bhotsipa (Sindhupalchok) | 2073-04-01 | Sindhupalchok | Bagmati |  | 0 |  | #DIV/0! | #DIV/0!
79 | Khani Khola | 2 | Khani Khola | 85 | 2069-11-03 | 2104-11-02 | Khani Khola Hydropower Company Ltd | Baluwatar Kathmandu, P.O.Box 8975,Ph 01-4417220 | 27o 29' 10" | 27o 29' 44" | 85o 17' 02" | 85o 18' 20" | 27.4861 | 27.4956 | 85.2839 | 85.3056 | (Lalitpur) | 2073-08-09 | Lalitpur | Bagmati |  | 0 |  | #DIV/0! | #DIV/0!
2 | Tatopani | 2 | Tatopani | 1_gtd | 2051-12-06 | 2101-11-30 | Nepal Electricity Authority |  | 28o 31' 31" | 28o 32' 00" | 83o 39' 30" | 83o 40' 07" | 28.5253 | 28.5333 | 83.6583 | 83.6686 | (Myagdi) | 2045-01-01 | Myagdi | Gandaki |  | 0 |  | #DIV/0! | #DIV/0!
154 | Upper Richet Khola SHP | 2 | Richet | 258 | 2076-02-07 | 2112-02-06 | Upper Richet Hydropower Pvt. Ltd. | Lalitpur-1, Kupondole; tel: 01-4472349; emai: urhppl@gmail.com | 28o 10' 56" | 28o 11' 53" | 84o 55' 52" | 84o 56' 49" | 28.1822 | 28.1981 | 84.9311 | 84.9469 | Kashigaun,Manbu (Gorkha) | 2081-05-27 | Gorkha | Gandaki |  | 0 |  | #DIV/0! | #DIV/0!
34 | Lower Chaku Khola | 1.8 | Chaku | 26 | 2065-05-09 | 2100-05-08 | Laughing Buddha Power Nepal Pvt. Ltd |  | 27o 52' 33" | 27o 53' 46" | 85o 54' 43" | 85o 55' 29" | 27.8758 | 27.8961 | 85.9119 | 85.9247 | (Sindhupalchok) | 2070-04-24 | Sindhupalchok | Bagmati |  | 0 |  | #DIV/0! | #DIV/0!
52 | Middle Chaku Khola | 1.8 | Chaku | 44 | 2067-12-07 | 2102-12-06 | Laughing Budha Power Nepal | GPO Box: 4619 , Katmandu | 27o 52' 20" | 27o 52' 50" | 85o 55' 45" | 85o 56' 00" | 27.8722 | 27.8806 | 85.9292 | 85.9333 | (Sindhupalchok) | 2069-11-15 | Sindhupalchok | Bagmati |  | 0 |  | #DIV/0! | #DIV/0!
27 | Thoppal Khola | 1.65 | Thoppal | 19 | 2063-03-25 | 2098-03-24 | Thoppal Khola Hydropower Company |  | 27o 49' 00" | 27o 51' 00" | 84o 50' 30" | 84o 53' 30" | 27.8167 | 27.85 | 84.8417 | 84.8917 | (Dhading) | 2064-04-24 | Dhading | Bagmati |  | 0 |  | #DIV/0! | #DIV/0!
7 | Seti | 1.5 | Seti Khola | 1_gtd | 2051-12-06 | 2101-11-30 | Nepal Electricity Authority |  | 28o 13' 50" | 28o 15' 06" | 83o 57' 54" | 83o 59' 34" | 28.2306 | 28.2517 | 83.965 | 83.9928 | (Kaski) | 2042-07-16 | Kaski | Gandaki |  | 0 |  | #DIV/0! | #DIV/0!
114 | Theule Khola HPP | 1.5 | Theule | 140 | 2072-03-28 | 2107-03-27 | Barahi Hydropower Pvt Ltd | Lakeside Pokhra-6, Tel: 061-520872,01-520872 | 28o 10' 20" | 28o 11' 10" | 83o 36' 51" | 83o 38' 25" | 28.1722 | 28.1861 | 83.6142 | 83.6403 | Kusmi,Binamare,Sarkuwa (Baglung) | 2075-03-24 | Baglung | Gandaki |  | 0 |  | #DIV/0! | #DIV/0!
12 | Tinau | 1.024 | Tinau | 1_gtd | 2051-12-06 | 2101-11-30 | Nepal Electricity Authority |  | 27o 43' 00" | 27o 44' 20" | 83o 27' 30" | 83o 28' 00" | 27.7167 | 27.7389 | 83.4583 | 83.4667 | (Palpa) | 2038-01-01 | Palpa | Lumbini |  | 0 |  | #DIV/0! | #DIV/0!

## Province_Generation
Row Labels | Sum of Capacity (MW)
Bagmati | 1488.774
Gandaki | 994.13
Karnali | 8.55
Koshi | 689.136
Lumbini | 25.924
Sudurpaschim | 175.37
Grand Total | 3381.884

## Cost_province_wise
Row Labels | Sum of O and M Cost (*10^6) | Sum of Design Generation (MWh) | Sum of Coefficent (Rs/MWh) | Cost Function (Rs/MWh) | MW
Bagmati | 4162.3513 | 6052513 | 12002.74 | 687.7063 | 1431.474 | 984433.6738 | 984433.6738
Gandaki | 4712.04 | 3789907.4 | 16392.55 | 1243.3127 | 994.13 | 1236014.4535 | 1236014.4535
Koshi | 1752.525 | 1724688 | 7980.65 | 1016.14 | 689.136 | 700258.655 | 700258.655
Sudurpaschim | 673.8 | 448300 | 3293.27 | 1503.0114 | 175.37 | 263583.105 | 263583.105
Grand Total | 11300.7163 | 12015408.4 | 39669.21
8.55
25.924

## Cost function
S No | Project | Capacity (MW) | Province | Initial Investment (*10^6) NRP | Annual O and M Cost (*10^6) | Design Generation (MWh) | Cost of Generation (million RS/kWh) | Coefficent (Rs/MWh) | coefficinet ($/MWh)
48 | Upper Tamakoshi HPP | 456 | Bagmati | 42000 | 1050 | 2281000 | 0.46032 | 460.32 | 0.018413
17 | Kali Gandaki A | 144 | Gandaki | 26610 | 665.25 | 842572.4 | 0.78955 | 789.55 | 0.031582
71 | Rasuwagadhi | 111 | Bagmati | 18470 | 461.75 | 613875 | 0.75219 | 752.19 | 0.030088
106 | Solu Khola (Dudha Koshi) | 86 | Koshi | 11860 | 355.8 | 280930 | 1.2665 | 1266.51 | 0.05066
125 | Sanjen Khola | 78 | Bagmati | 13200 | 396 | 241800 | 1.6377 | 1637.72 | 0.065509
115 | Likhu -1 | 77 | Bagmati | 12854 | 385.62 | 363110 | 1.062 | 1061.99 | 0.04248
139 | Middle Tamor | 73 | Koshi | 13970 | 419.1 | 429409 | 0.97599 | 975.99 | 0.03904
152 | Nilgiri Khola-II cascade Project | 71 | Gandaki | 13000 | 390 | 359480 | 1.0849 | 1084.9 | 0.043396
21 | Madhya Marsyangdi | 70 | Gandaki | 29000 | 870 | 398000 | 2.1859 | 2185.93 | 0.087437
8 | Marsyangdi | 69 | Gandaki | 22000 | 660 | 462500 | 1.427 | 1427.03 | 0.057081
1 | Khimti -I | 60 | Bagmati | 9800 | 294 | 350000 | 0.84 | 840 | 0.0336
9 | Kulekhani-I | 60 | Bagmati | 2470 | 74.1 | 211000 | 0.35118 | 351.18 | 0.014047
49 | Upper Trishuli 3A | 60 | Bagmati | 17320 | 519.6 | 489760 | 1.0609 | 1060.93 | 0.042437
116 | Likhu -2 | 55 | Bagmati | 5000 | 150 | 242370 | 0.61889 | 618.89 | 0.024756
99 | Super Dordi Kha Hydropower Project | 54 | Gandaki | 10390 | 311.7 | 328470 | 0.94895 | 948.95 | 0.037958
59 | Likhu-4 | 52.4 | Koshi | 10160 | 304.8 | 314780 | 0.9683 | 968.3 | 0.038732
60 | Upper Marsyangdi A | 50 | Gandaki | 16000 | 480 | 317600 | 1.5113 | 1511.34 | 0.060453
18 | Upper Bhotekoshi | 45 | Bagmati | 7000 | 210 | 299300 | 0.70164 | 701.64 | 0.028065
137 | Super Madi | 44 | Gandaki | 8700 | 261 | 24265 | 1.0756 | 1075.62 | 0.43025
55 | Mristi Khola | 42 | Gandaki | 5643 | 169.29 | 232000 | 0.7297 | 729.7 | 0.029188
158 | Upper Chameliya HP | 40 | Sudurpaschim | 7400 | 222 | 264100 | 0.8405 | 840.5 | 3.3624
126 | Upper Balephi A | 36 | Bagmati | 7038.938 | 211.1681 | 212830 | 0.99219 | 992.19 | 39687.6643
3 | Kulekhani-II | 32 | Bagmati | 124 | 3.72 | 104600 | 0.035564 | 35.56 | 0.0012621
28 | Chameliya Khola | 30 | Sudurpaschim | 15060 | 451.8 | 184200 | 2.4528 | 2452.77 | 0.098111
77 | Nyadi Khola | 30 | Gandaki | 6000 | 180 | 168500 | 1.0682 | 1068.25 | 0.04273
123 | Lower Likhu | 28.1 | Koshi | 6370 | 191.1 | 170840 | 1.1186 | 1118.59 | 0.044744
54 | Dordi Khola | 27 | Gandaki | 5000 | 150 | 147690 | 1.0156 | 1015.64 | 0.040626
42 | Upper Madi | 25 | Gandaki | 6600 | 198 | 120000 | 1.65 | 1650 | 0.066
88 | Kabeli B - 1 | 25 | Koshi | 4300 | 129 | 151650 | 0.85064 | 850.64 | 0.034026
101 | Upper Dordi A HEP | 25 | Gandaki | 3960 | 118.8 | 138398 | 0.85839 | 858.39 | 0.034336
119 | Singati Khola hydropower project | 25 | Bagmati | 2893.438 | 86.8031 | 101868 | 0.85211 | 852.11 | 0.034085
164 | Seti Khola HPP | 25 | Gandaki | 5000 | 150 | 133432 | 1.1242 | 1124.17 | 0.044967
4 | Trishuli | 24 | Bagmati | 140 | 4.2 | 163000 | 0.025767 | 25.77 | 0.0010307
100 | Solu Hydropower Project | 23.5 | Koshi | 5000 | 150 | 132520 | 1.1319 | 1131.9 | 0.045276
58 | Upper Chaku A | 22.2 | Bagmati | 4033 | 120.99 | 118000 | 1.0253 | 1025.34 | 0.041014
89 | Lower Hewa | 22.1 | Koshi | 3660 | 109.8 | 116261 | 0.94443 | 944.43 | 0.037777
19 | Chilime | 22 | Bagmati | 2480 | 74.4 | 150000 | 0.496 | 496 | 0.01984
44 | Mai | 22 | Koshi | 3097.5 | 92.925 | 128298 | 0.72429 | 724.29 | 0.028972
104 | Bagmati Nadi | 22 | Bagmati | 4000 | 120 | 110000 | 1.0909 | 1090.91 | 0.043636
45 | Lower Modi Khola | 20 | Gandaki | 3600 | 108 | 117000 | 0.92308 | 923.08 | 0.036923
129 | Upper Solu Khola HPP | 19.8 | Koshi | 3270 | 130.8 | 110000 | 1.1891 | 1189.09 | 0.036923
85 | Middle Modi | 18 | Gandaki | 4000 | 160 | 79120 | 2.0222 | 2022.24 | 0.036923
120 | Kalanga | 15.33 | Sudurpaschim | 3795 | 151.8 | 587700 | 0.2583 | 258.3 | 0.036923
5 | Gandak | 15 | Gandaki | 2767.5 | 110.7 | 160380 | 0.69024 | 690.24 | 0.036923
70 | Hewa Khola A | 14.9 | Koshi | 2235 | 89.4 | 84760 | 1.0547 | 1054.74 | 0.036923
102 | Maya Khola Hydropower Project | 14.9 | Koshi | 3000 | 120 | 81570 | 1.4711 | 1471.13 | 0.036923
16 | Modi Khola | 14.8 | Gandaki | 2040 | 81.6 | 95.5 | 854.4503 | 854450.26 | 0.036923
74 | Upper Mailun Khola | 14.3 | Bagmati | 2800 | 112 | 79670 | 1.4058 | 1405.8 | 0.036923
10 | Devighat | 14.1 | Bagmati | 750 | 30 | 114000 | 0.26316 | 263.16 | 0.036923
111 | Ghar Khola | 14 | Gandaki | 2420 | 96.8 | 80000 | 1.21 | 1210 | 0.036923
32 | Kule Khani Third | 14 | Bagmati | 5000 | 200 | 40800 | 4.902 | 4901.96 | 0.036923
169 | Super Kabeli Khola A HEP | 13.5 | Koshi | 2630 | 105.2 | 77610 | 1.3555 | 1355.5 | 0.036923
97 | Madkyu Khola | 13 | Gandaki | 2170 | 86.8 | 58950 | 1.4724 | 1472.43 | 0.036923
14 | Jhimruk Khola | 12.5 | Lumbini | 2230 | 89.2 | 72000 | 1.2389 | 1238.89 | 0.036923
76 | Dordi-1 | 12 | Gandaki | 2290 | 91.6 | 65220 | 1.4045 | 1404.48 | 0.036923
161 | Dudhkunda Khola HEP | 12 | Koshi | 2196 | 87.84 | 65220 | 1.3468 | 1346.83 | 0.036923
73 | Namarjun Madi | 12 | Gandaki | 2344 | 93.76 | 66342 | 1.4133 | 1413.28 | 0.036923
72 | Upper Khimti | 12 | Bagmati | 1910 | 76.4 | 73610 | 1.0379 | 1037.9 | 0.036923
43 | Upper Mai Hydropower Project (Panchakanya Mai Hydropwer limi | 12 | Koshi | 2240 | 89.6 | 55924 | 1.6022 | 1602.17 | 0.036923
61 | Thapa Khola | 11.2 | Gandaki | 2130 | 85.2 | 61000 | 1.3967 | 1396.72 | 0.036923
166 | Sunigad HEP | 11.05 | Sudurpaschim | 2447 | 97.88 | 81860 | 1.1957 | 1195.7 | 0.036923
64 | Lower Khare | 11 | Bagmati | 2040 | 81.6 | 62730 | 1.3008 | 1300.81 | 0.036923
122 | Sanigad | 10.7 | Sudurpaschim | 3043 | 121.72 | 72295 | 1.6837 | 1683.66 | 0.036923
96 | Down Piluwa | 10.3 | Koshi | 1890 | 75.6 | 57865 | 1.3065 | 1306.49 | 0.036923
11 | Sun Koshi | 10.05 | Bagmati | 2002 | 80.08 | 59437.5 | 1.3473 | 1347.3 | 0.036923
36 | Lower Modi -1 | 10 | Gandaki | 2114 | 84.56 | 61010 | 1.386 | 1386 | 0.036923
130 | Makari gad | 10 | Sudurpaschim | 2002 | 80.08 | 59437.5 | 1.3473 | 1347.3 | 0.036923
35 | Sipring Khola | 10 | Bagmati |  | 0 |  | #DIV/0! | #DIV/0! | 0.036923

## Load_Province
Row Labels | Sum of Load (MW)
Bagmati | 1042
Gandaki | 124.1
Koshi | 187.9
Lumbini | 379.3
Madesh | 320.9
Sudurpashim | 94
Grand Total | 2148.2

## Trasnmission Line
From | To | kV | Length (km) | Conductor Type
Koshi | Madesh
Kushaha | Rupani | 132 | 35 | Bear | DC
Madesh | Bagmati
Dhalkebar | Khimti | 230 | 75 | Bison | DC
Patlaiya | Hetauda | 130 | 40 | 250 mm2 | DC
Bagmati | Gandaki
New Bharatpur | Kawasoti | 132 | 70 | 200 mm2 | SC | Bear
New Bharatpur | Marsyangdi | 132 | 25 | 300 mm2 | DC | Moose
New Bharatpur | Damauli | 132 | 39 | 150 mm2 | SC
Marsyangdi | Matatirtha | 132 | 84 | 300 MM2 | SC
Gandaki | Lumbini
Kawasoti | Bardaghat | 132 | 34 | 200mm2 | SC
Kaligandaki | Butwal | 132 | 38 | 300mm2 | DC
Lumbini | Sudurpashim | [5 empty] | Use 230kV data for transmission voltage level below it.
Bhurigaon | Lamki | 132 | 33 | 250mm2 | DC

## Load
Location | Load (MW) | Province
Anarmani | 37.1 | Koshi
Damak | 23.9 | Koshi
Duhabi | 126.9 | Koshi
Rupani | 20 | Madesh
Lahan | 28.8 | Madesh
Mirchaya | 7.1 | Madesh
Dhalkebar | 60.5 | Madesh
Lamosangu | 14.4 | Bagmati
Chapur | 47.8 | Madesh
Patlaya | 10 | Madesh
Birgunj | 37.1 | Madesh
Parwanipur | 95.8 | Madesh
Simara | 11.8 | Madesh
Amlekhgunj | 2 | Madesh
Purbi Chitawan | 7.2 | Bagmati
Makwanpur | 79.9 | Bagmati
Kulekhani | 10.8 | Bagmati
Matatirtha | 13.7 | Bagmati
Lalitpur | 477 | Bagmati
Bhaktapur | 90.3 | Bagmati
Swichatar | 124.9 | Bagmati
Phutung | 78.2 | Bagmati
Chapali | 50.8 | Bagmati
Nuwakot | 6.7 | Bagmati
Trisuli | 11.5 | Bagmati
Dhading | 20 | Bagmati
Bharatpur | 56.6 | Bagmati
Bardaghat | 13.4 | Lumbini
Kawasoti | 17.2 | Gandaki
Damauli | 25.8 | Gandaki
Marki Chwok | 2.9 | Gandaki
Kudahar | 39.1 | Gandaki
Lekhnath | 11.7 | Gandaki
Syangja | 17.8 | Gandaki
Modi Khola | 9.6 | Gandaki
Hongsi Cement | 60 | Lumbini
Butwal | 74.9 | Lumbini
Mainahiya | 49.9 | Lumbini
Shivapur | 23 | Lumbini
Jhimruk | 4.8 | Lumbini
Lamahi | 55.8 | Lumbini
Ghorahi | 28.2 | Lumbini
Koholpur | 66.4 | Lumbini
Bhurigaon | 2.9 | Lumbini
Attaria | 27 | Sudurpashim
Pahalwanpur | 19 | Sudurpashim
Lumki | 15.3 | Sudurpashim
Syaule | 11.6 | Sudurpashim
Mahendranagar | 21.1 | Sudurpashim

## Cogeneration
S No | Project | Capacity (MW) | Lic No | Isuue Date | Validity | Promoter | Address | Latitiude N | Latitiude N_1 | Longitude E | Longitude E_2 | VDC/District | C O D
1 | Everest Cogeneration Electricity Project | 3 | 335 | 2077-09-08 | 2107-09-07 | Everest Sugar and Chemical Industries ltd | Janakpur-4, Dhanusha, State 2 | 26o 56' 50" | 26o 57' 30" | 85o 50' 00" | 85o 50' 40" |  | 2077-10-26
2 | Indushankar Cogeneration and Transmission Project | 3 | 354 | 2078-08-20 | 2108-08-19 | Indu Shnakar Chini Udyog Ltd. | Birgunj, Parsa | 27o 05' 22" | 27o 05' 50" | 85o 33' 27" | 85o 34' 05" | Haripur (Sarlahi) | 2078-11-01

## Solar
S No | Project | Capacity (MW) | Lic No | Isuue Date | Validity | Promoter | Address | Latitiude N | Latitiude N_1 | Longitude E | Longitude E_2 | VDC/District | C O D | Disctict | Province
1 | Solar Energy | 0.68 |  | 2067-12-10 | 0000-00-00 | Katthmandu Upatyaka Khanepani Byawasthapan Board | Tripureswor, Kathmandu | 00o 00' 00" | 00o 00' 00" | 00o 00' 00" | 00o 00' 00" | Bungamati (Lalitpur) | 2067-12-10 | Lalitpur | Bagmati
2 | Bishnu Priya Solar Farm Project | 1 |  | 2073-09-27 | 0000-00-00 | Surya Power Company P. Ltd. | 227 Gyanodaya Marg Bafal, PO No. 6836, Kathmandu, 9851176527,4288388 | 27o 33' 10" | 27o 33' 20" | 83o 41' 09" | 83o 41' 17" | Ramnagar (Nawalparasi West) | 2075-08-13 | Nawalparasi West | Lumbini
3 | Grid-Connected Solar Power Project, Butwal , 33 kV S/S | 8.5 | 260 | 2076-02-14 | 2101-02-13 | Ridi Power Company Ltd. | Trade Tower Thapathali, KTM-11, Ph- 01-5111015, Fax-01-511016,Mo-9801147130 | 27o 37' 42" | 27o 38' 08" | 83o 27' 05" | 83o 27' 23" | Butawal N.P. (Rupandehi) | 2077-07-15 | Rupandehi | Lumbini
4 | Block No 1 Solar Farms Project | 5.1 | 265 | 2076-03-09 | 2101-03-08 | Nepal Electricity Authority | Kathmandu | 27o 52' 46" | 27o 53' 17" | 85o 07' 20" | 85o 07' 48" | Charghare (Nuwakot) | 2079-10-01 | Nuwakot | Bagmati
5 | Block No 2 Solar Farms Project | 8.3 | 266 | 2076-03-09 | 2101-03-08 | Nepal Electricity Authority | Kathmandu | 27o 53' 17" | 27o 53' 51" | 85o 08' 05" | 85o 08' 38" | Charghare (Nuwakot) | 2079-10-01 | Nuwakot | Bagmati
6 | Bel Chautara Solar Farm Project | 5 | 267 | 2076-03-18 | 2101-03-17 | Solar Farm Pvt. Ltd. | Basundhara-3, Ktm. P.O.Box NO. 21498, Aash Bahadur Gurung Mob. NO. 9851046006 | 28o 01' 50" | 28o 02' 06" | 84o 04' 51" | 84o 05' 05" | Khairenitar (Tanahu) | 2078-07-01 | Tanahu | Gandaki
7 | Mithila Solar PV Power Project, Dhanusa | 10 | 270 | 2076-05-06 | 2101-05-05 | Eco Power Development Pvt. Ltd | Bakhundole, Lalitpur | 26o 56' 05" | 26o 56' 23" | 85o 56' 24" | 85o 56' 46" | Begadawar (Dhanusha) | 2077-11-22 | Dhanusha | Madesh
8 | Som Radha Krishna Solar Farm Project (VGF) | 4.4 | 274 | 2076-07-14 | 2101-07-13 | Nepal Solar Farm Ltd. | Bafal, Kathmandu | 28o 08' 55" | 28o 09' 02" | 84o 07' 44" | 84o 07' 50" | Rupakot (Kaski) | 2079-07-14 | Kaski | Gandaki
9 | Solar PV Pratappur, Grid Connected Solar PV (VGF), Nawalpara | 5 | 281 | 2076-09-11 | 2101-09-10 | National Solar Power Company PVt. Ltd. | Lalitpur-13; 5275070; nspc@gmail.com | 27o 24' 49" | 27o 24' 55" | 83o 48' 33" | 83o 49' 03" | Pratappur (Nawalparasi West) | 2079-05-27 | Nawalparasi West | Lumbini
10 | Chandranigahpur Solar Project | 4 | 287 | 2076-10-01 | 2101-09-29 | Api Power Company Pvt. Ltd | Thapathali 11, Kathmandu. Ph : 9851033646 | 27o 07' 12" | 27o 07' 20" | 85o 22' 17" | 85o 22' 29" | Chandranigahapur (Rautahat) | 2078-05-06 | Rautahat | Madesh
11 | Grid Connected Solar Project Block 4, Nuwakot | 1.37 | 308 | 2077-04-12 | 2102-04-12 | Nepal Electricity Authority | Durbarmarg, Kathmandu | 27o 54' 30" | 27o 54' 41" | 85o 08' 07" | 85o 08' 21" | Bidur N.P. (Nuwakot) | 2079-10-01 | Nuwakot | Bagmati
12 | Grid-Connected Solar Power Project, Dhalkebar, 33 kV S/S | 3 | 309 | 2077-04-25 | 2102-04-24 | Sagarmatha Energy & Construction Pvt. Ltd. | Babarmahal, Kathmandu-11, Ph. no.-01-2291943 | 26o 55' 36" | 26o 56' 21" | 85o 58' 54" | 85o 59' 15" | Dhalkebar (Dhanusha) | 2078-11-21 | Dhanusha | Madesh
13 | Grid Connected Solar PV Project, Ramgram, Nawalparasi | 2 | 317 | 2077-06-11 | 2102-06-10 | Saurya Bidhyut Power Pvt. Ltd | Kathmandu- 1, Narayanchaur Naxal; POB 6633; PN: 4444555, 4432411; Email:prabhakhar@himelectronics.com, Fax: 4432406 | 27o 33' 15" | 27o 33' 20" | 83o 41' 24" | 83o 41' 36" | Ramgram (Nawalparasi West) | 2080-01-02 | Nawalparasi West | Lumbini
14 | Utility Scale Solar PV, Grid Connected Solar Project, Morang | 6.8 | 324 | 2077-07-06 | 2102-07-05 | G I Solar Pvt. Ltd, | La. Ma. Na. Pa-1,Kopundole, 015522769, 9851023732 | 26o 33' 04" | 26o 33' 18" | 87o 17' 27" | 87o 17' 40" | Banigama (Morang) | 2079-12-30 | Morang | Koshi
15 | Solar PV Project Banke, block-2 | 10 | 332 | 2077-08-29 | 2102-08-28 | Pure Energy Ltd | Redcross Marga, Solteemode, Kathmandu-13, PH 01-4241853, Mob. 9808372189, 9801011278 | 28o 09' 29" | 28o 10' 01" | 81o 34' 50" | 81o 35' 10" | Raniyapur (Banke) | 2080-01-18 | Banke | Lumbini
16 | Solar PV Project, Raniyapur, Block 1 | 10 | 333 | 2077-09-02 | 2102-09-01 | Pure Energy Ltd | Redcross Marga, Solteemode, Kathmandu; PH 01-4241853, Mob. 9801011278, 9851132321 | 28o 10' 38" | 28o 10' 57" | 81o 35' 21" | 81o 35' 46" | Raniyapur (Banke) | 2080-09-25 | Banke | Lumbini
17 | Solar Power Project, Dhalkebar 11 kV S/S | 1 | NA | 2077-12-30 | 2102-12-30 | Api Power Company Ltd. | Trade Tower 4th Floor,Thapathali, KTM, Ph- 01-5111093, Mo-9801147071 | 26o 55' 12" | 26o 55' 38" | 85o 56' 38" | 85o 56' 56" | Dhalkebar (Dhanusha) | 2078-10-02 | Dhanusha | Madesh
18 | Solar Power Project, Simara, 11 kV S/S | 1 | NA | 2078-03-06 | 2102-03-06 | Api Power Company Ltd. | Trade Tower 4th Floor,Thapathali, KTM, Ph- 01-5111093, Mo-9801147071 | 27o 08' 47" | 27o 09' 18" | 85o 00' 28" | 85o 01' 04" | Simara (Bara) | 2079-04-08 | Bara | Madesh
19 | Grid Tied Solar Farm Project | 3.09 | 367 | 2079-01-06 | 2104-01-05 | Nepal Electricity Authority | Durbarmarg, Kathmandu | 27o 53' 06" | 27o 53' 20" | 85o 07' 48" | 85o 08' 11" | Charghare (Nuwakot) | 2079-10-01 | Nuwakot | Bagmati
20 | Grid Tied Solar Farm Project Block n. 5 | 6.5 | 368 | 2079-01-06 | 2104-01-05 | Nepal Electricity Authority | Durbarmarga, Kathmandu | 27o 54' 08" | 27o 54' 27" | 85o 08' 12" | 85o 08' 40" | Bidur N.P. (Nuwakot) | 2079-10-01 | Nuwakot | Bagmati
21 | Grid Connected Solar Project, Shivasatakshi Jhapa | 10 | 369 | 2079-01-11 | 2104-01-10 | Jhapa Energy Limited | Birtamod- 4, Jhapa, Contact No. 9851007036 | 26o 32' 39" | 26o 33' 16" | 87o 47' 45" | 87o 48' 22" | Panchganchi (Jhapa) | 2080-10-10 | Jhapa | Koshi

## Thermal
S No | Project | Capacity (MW) | Lic No | Isuue Date | Validity | Promoter | Address | Latitiude N | Latitiude N_1 | Longitude E | Longitude E_2 | VDC/District | C O D
1 | Hetauda Diesel Centre | 14.41 | 051/52/B.U.P.B. 001 | 2051-12-06 | 2101-11-30 | Nepal Electricity Authority |  | 00o 00' 00" | 00o 00' 00" | 00o 00' 00" | 00o 00' 00" | (Makawanpur)
2 | Duhabi Multifuel Center | 39 | 051/52/B.U.P.B. 001 | 2051-12-06 | 2101-11-30 | Nepal Electricity Authority |  | 00o 00' 00" | 00o 00' 00" | 00o 00' 00" | 00o 00' 00" | (Morang)

## Province_Infromation
District | Nepali | Headquarters | Area (km2) | Population (2021)[7] | Province
Achham | अछाम जिल्ला | Mangalsen | 1,680 | 228852 | Sudurpaschim
Arghakhanchi | अर्घाखाँची जिल्ला | Sandhikharka | 1,193 | 177086 | Lumbini
Baglung | बागलुङ जिल्ला | Baglung | 1,784 | 249211 | Gandaki
Baitadi | बैतडी जिल्ला | Dasharathchand | 1,519 | 242157 | Sudurpaschim
Bajhang | बझाङ जिल्ला | Jayaprithvi | 3,422 | 189085 | Sudurpaschim
Bajura | बाजुरा जिल्ला | Martadi | 2,188 | 138523 | Sudurpaschim
Banke | बाँके जिल्ला | Nepalganj | 2,337 | 603194 | Lumbini
Bara | बारा जिल्ला | Kalaiya | 1,190 | 763137 | Madesh
Bardiya | बर्दिया जिल्ला | Gulariya | 2,025 | 459900 | Lumbini
Bhaktapur | भक्तपुर जिल्ला | Bhaktapur | 119 | 432132 | Bagmati
Bhojpur | भोजपुर जिल्ला | Bhojpur | 1,507 | 157923 | Koshi
Chitwan | चितवन जिल्ला | Bharatpur | 2,218 | 719859 | Bagmati
Dadeldhura | डडेलधुरा जिल्ला | Amargadhi | 1,538 | 139602 | Sudurpaschim
Dailekh | दैलेख जिल्ला | Narayan | 1,502 | 252313 | Karnali
Dang | दाङ जिल्ला | Ghorahi | 2,955 | 674993 | Lumbini
Darchula | दार्चुला जिल्ला | Darchula | 2,322 | 133310 | Sudurpaschim
Dhading | धादिङ जिल्ला | Nilkantha | 1,926 | 325710 | Bagmati
Dhankuta | धनकुटा जिल्ला | Dhankuta | 891 | 150599 | Koshi
Dhanusha | धनुषा जिल्ला | Janakpur | 1,180 | 867747 | Madesh
Dolakha | दोलखा जिल्ला | Bhimeshwar | 2,191 | 172767 | Bagmati
Dolpa | डोल्पा जिल्ला | Dunai | 7,889 | 42774 | Karnali
Doti | डोटी जिल्ला | Dipayal Silgadhi | 2,025 | 204831 | Sudurpaschim
Eastern Rukum | पूर्वी रूकुम जिल्ला | Rukumkot | 1,161 | 56786 | Lumbini
Gorkha | गोरखा जिल्ला | Gorkha | 3,610 | 251027 | Gandaki
Gulmi | गुल्मी जिल्ला | Tamghas | 1,149 | 246494 | Lumbini
Humla | हुम्ला जिल्ला | Simikot | 5,655 | 55394 | Karnali
Ilam | इलाम जिल्ला | Ilam | 1,703 | 279534 | Koshi
Jajarkot | जाजरकोट जिल्ला | Khalanga | 2,230 | 189360 | Karnali
Jhapa | झापा जिल्ला | Bhadrapur | 1,606 | 998054 | Koshi
Jumla | जुम्ला जिल्ला | Chandannath | 2,531 | 118349 | Karnali
Kailali | कैलाली जिल्ला | Dhangadhi | 3,235 | 904666 | Sudurpaschim
Kalikot | कालिकोट जिल्ला | Manma | 1,741 | 145292 | Karnali
Kanchanpur | कंचनपुर जिल्ला | Bheemdatta | 1,610 | 513757 | Sudurpaschim
Kapilvastu | कपिलवस्तु जिल्ला | Taulihawa | 1,738 | 682961 | Lumbini
Kaski | कास्की जिल्ला | Pokhara | 2,017 | 600051 | Gandaki
Kathmandu | काठमाडौँ जिल्ला | Kathmandu | 395 | 2041587 | Bagmati
Kavrepalanchok | काभ्रेपलान्चोक जिल्ला | Dhulikhel | 1,396 | 364039 | Bagmati
Khotang | खोटाङ जिल्ला | Diktel | 1,591 | 175298 | Koshi
Lalitpur | ललितपुर जिल्ला | Lalitpur | 385 | 551667 | Bagmati
Lamjung | लमजुङ जिल्ला | Besisahar | 1,692 | 155852 | Gandaki
Mahottari | महोत्तरी जिल्ला | Jaleshwar | 1,002 | 706994 | Madesh
Makawanpur | मकवानपुर जिल्ला | Hetauda | 2,426 | 466073 | Bagmati
Manang | मनाङ जिल्ला | Chame | 2,246 | 5658 | Gandaki
Morang | मोरङ जिल्ला | Biratnagar | 1,855 | 1148156 | Koshi
Mugu | मुगु जिल्ला | Gamgadhi | 3,535 | 64549 | Karnali
Mustang | मुस्ताङ जिल्ला | Jomsom | 3,573 | 14452 | Gandaki
Myagdi | म्याग्दी जिल्ला | Beni | 2,297 | 107033 | Gandaki
Nawalparasi West | नवलपरासी (बर्दघाट सुस्ता पश्चिम) जिल्ला | Ramgram | 792 | 386868 | Lumbini
Nawalparasi East | नवलपरासी (बर्दघाट सुस्ता पूर्व) जिल्ला | Kawasoti | 1,370 | 378079 | Gandaki
Nuwakot | नुवाकोट जिल्ला | Bidur | 1,121 | 263391 | Bagmati
Okhaldhunga | ओखलढुङ्गा जिल्ला | Siddhicharan | 1,074 | 139552 | Koshi
Palpa | पाल्पा जिल्ला | Tansen | 1,373 | 245027 | Lumbini
Panchthar | पाँचथर जिल्ला | Phidim | 1,241 | 172400 | Koshi
Parbat | पर्वत जिल्ला | Kusma | 494 | 130887 | Gandaki
Parsa | पर्सा जिल्ला | Birgunj | 1,353 | 654471 | Madesh
Pyuthan | प्युठान जिल्ला | Pyuthan | 1,309 | 232019 | Lumbini
Ramechhap | रामेछाप जिल्ला | Manthali | 1,546 | 170302 | Bagmati
Rasuwa | रसुवा जिल्ला | Dhunche | 1,544 | 46689 | Bagmati
Rautahat | रौतहट जिल्ला | Gaur | 1,126 | 813573 | Madesh
Rolpa | रोल्पा जिल्ला | Liwang | 1,879 | 224506 | Lumbini
Rupandehi | रुपन्देही जिल्ला | Siddharthanagar | 1,360 | 1121957 | Lumbini
Salyan | सल्यान जिल्ला | Salyan | 1,462 | 238515 | Karnali
Sankhuwasabha | सङ्खुवासभा जिल्ला | Khandbari | 3,480 | 158041 | Koshi
Saptari | सप्तरी जिल्ला | Rajbiraj | 1,363 | 706255 | Madesh
Sarlahi | सर्लाही जिल्ला | Malangwa | 1,259 | 862470 | Madesh
Sindhuli | सिन्धुली जिल्ला | Kamalamai | 2,491 | 300026 | Bagmati
Sindhupalchok | सिन्धुपाल्चोक जिल्ला | Chautara | 2,542 | 262624 | Bagmati
Siraha | सिराहा जिल्ला | Siraha | 1,188 | 739953 | Madesh
Solukhumbu | सोलुखुम्बु जिल्ला | Solududhkunda | 3,312 | 104851 | Koshi
Sunsari | सुनसरी जिल्ला | Inaruwa | 1,257 | 926962 | Koshi
Surkhet | सुर्खेत जिल्ला | Birendranagar | 2,451 | 415126 | Karnali
Syangja | स्याङग्जा जिल्ला | Putalibazar | 1,164 | 253024 | Gandaki
Tanahu | तनहुँ जिल्ला | Damauli | 1,546 | 321153 | Gandaki
Taplejung | ताप्लेजुङ जिल्ला | Phungling | 3,646 | 120590 | Koshi
Terhathum | तेह्रथुम जिल्ला | Myanglung | 679 | 88731 | Koshi
Udayapur | उदयपुर जिल्ला | Triyuga | 2,063 | 340721 | Koshi
Western Rukum | पश्चिमी रूकुम जिल्ला | Musikot | 1,716 | 166740 | Karnali

## Districts of Sudurpaschim (hidden)
Districts | Nepali | Headquarters | Area (km2) | Population (2021)[7] | Province
Kailali District | कैलाली जिल्ला | Dhangadhi | 3,235 | 904666 | Sudurpaschim
Achham District | अछाम जिल्ला | Mangalsen | 1,680 | 228852 | Sudurpaschim
Doti District | डोटी जिल्ला | Dipayal Silgadhi | 2,025 | 204831 | Sudurpaschim
Bajhang District | बझाङ जिल्ला | Jayaprithvi | 3,422 | 189085 | Sudurpaschim
Bajura District | बाजुरा जिल्ला | Martadi | 2,188 | 138523 | Sudurpaschim
Kanchanpur District | कंचनपुर जिल्ला | Bheemdatta | 1,610 | 513757 | Sudurpaschim
Dadeldhura District | डडेलधुरा जिल्ला | Amargadhi | 1,538 | 139602 | Sudurpaschim
Baitadi District | बैतडी जिल्ला | Dasharathchand | 1,519 | 242157 | Sudurpaschim
Darchula District | दार्चुला जिल्ला | Darchula | 2,322 | 133310 | Sudurpaschim

## Districts of Karnali (hidden)
Districts | Nepali | Headquarters | Area (km2) | Population (2021)[7] | Province
Western Rukum District | पश्चिमी रूकुम जिल्ला | Musikot | 1,716 | 166740 | Karnali
Salyan District | सल्यान जिल्ला | Salyan | 1,462 | 238515 | Karnali
Dolpa District | डोल्पा जिल्ला | Dunai | 7,889 | 42774 | Karnali
Humla District | हुम्ला जिल्ला | Simikot | 5,655 | 55394 | Karnali
Jumla District | जुम्ला जिल्ला | Chandannath | 2,531 | 118349 | Karnali
Kalikot District | कालिकोट जिल्ला | Manma | 1,741 | 145292 | Karnali
Mugu District | मुगु जिल्ला | Gamgadhi | 3,535 | 64549 | Karnali
Surkhet District | सुर्खेत जिल्ला | Birendranagar | 2,451 | 415126 | Karnali
Dailekh District | दैलेख जिल्ला | Narayan | 1,502 | 252313 | Karnali
Jajarkot District | जाजरकोट जिल्ला | Khalanga | 2,230 | 189360 | Karnali

## Districts of Lumbini (2) (hidden)
Districts | Nepali | Headquarters | Area (km2.) | Population (2021)[7] | Province
Kapilvastu District | कपिलवस्तु जिल्ला | Taulihawa | 1,738 | 682961 | Lumbini
Nawalparasi (West of Bardaghat Susta) District | नवलपरासी (बर्दघाट सुस्ता पश्चिम) जिल्ला | Ramgram | 792 | 386868 | Lumbini
Rupandehi District | रुपन्देही जिल्ला | Siddharthanagar | 1,360 | 1121957 | Lumbini
Arghakhanchi District | अर्घाखाँची जिल्ला | Sandhikharka | 1,193 | 177086 | Lumbini
Gulmi District | गुल्मी जिल्ला | Tamghas | 1,149 | 246494 | Lumbini
Palpa District | पाल्पा जिल्ला | Tansen | 1,373 | 245027 | Lumbini
Dang District | दाङ जिल्ला | Ghorahi | 2,955 | 674993 | Lumbini
Pyuthan District | प्युठान जिल्ला | Pyuthan | 1,309 | 232019 | Lumbini
Rolpa District | रोल्पा जिल्ला | Liwang | 1,879 | 224506 | Lumbini
Eastern Rukum District | पूर्वी रूकुम जिल्ला | Rukumkot | 1,161 | 56786 | Lumbini
Banke District | बाँके जिल्ला | Nepalganj | 2,337 | 603194 | Lumbini
Bardiya District | बर्दिया जिल्ला | Gulariya | 2,025 | 459900 | Lumbini

## Districts of Gandaki (hidden)
Districts | Nepali | Headquarters | Area (km2.) | Population (2021)[7] | Province
Baglung District | बागलुङ जिल्ला | Baglung | 1,784 | 249211 | Gandaki
Gorkha District | गोरखा जिल्ला | Gorkha | 3,610 | 251027 | Gandaki
Kaski District | कास्की जिल्ला | Pokhara | 2,017 | 600051 | Gandaki
Lamjung District | लमजुङ जिल्ला | Besisahar | 1,692 | 155852 | Gandaki
Manang District | मनाङ जिल्ला | Chame | 2,246 | 5658 | Gandaki
Mustang District | मुस्ताङ जिल्ला | Jomsom | 3,573 | 14452 | Gandaki
Myagdi District | म्याग्दी जिल्ला | Beni | 2,297 | 107033 | Gandaki
Nawalparasi (East of Bardaghat Susta) District | नवलपरासी (बर्दघाट सुस्ता पूर्व) जिल्ला | Kawasoti | 1,370 | 378079 | Gandaki
Parbat District | पर्वत जिल्ला | Kusma | 494 | 130887 | Gandaki
Syangja District | स्याङग्जा जिल्ला | Putalibazar | 1,164 | 253024 | Gandaki
Tanahun District | तनहुँ जिल्ला | Damauli | 1,546 | 321153 | Gandaki

## Districts of Bagmati (hidden)
Districts | Nepali | Headquarters | Area (km2) | Population (2021)[7] | Province
Sindhuli District | सिन्धुली जिल्ला | Kamalamai | 2,491 | 300026 | Bagmati
Ramechhap District | रामेछाप जिल्ला | Manthali | 1,546 | 170302 | Bagmati
Dolakha District | दोलखा जिल्ला | Bhimeshwar | 2,191 | 172767 | Bagmati
Bhaktapur District | भक्तपुर जिल्ला | Bhaktapur | 119 | 432132 | Bagmati
Dhading District | धादिङ जिल्ला | Nilkantha | 1,926 | 325710 | Bagmati
Kathmandu District | काठमाडौँ जिल्ला | Kathmandu | 395 | 2041587 | Bagmati
Kavrepalanchok District | काभ्रेपलान्चोक जिल्ला | Dhulikhel | 1,396 | 364039 | Bagmati
Lalitpur District | ललितपुर जिल्ला | Lalitpur | 385 | 551667 | Bagmati
Nuwakot District | नुवाकोट जिल्ला | Bidur | 1,121 | 263391 | Bagmati
Rasuwa District | रसुवा जिल्ला | Dhunche | 1,544 | 46689 | Bagmati
Sindhupalchok District | सिन्धुपाल्चोक जिल्ला | Chautara | 2,542 | 262624 | Bagmati
Chitwan District | चितवन जिल्ला | Bharatpur | 2,218 | 719859 | Bagmati
Makwanpur District | मकवानपुर जिल्ला | Hetauda | 2,426 | 466073 | Bagmati

## Districts of Madhesh Province (hidden)
Districts | Nepali | Headquarters | Area (km2) | Population (2021)[7] | Province
Parsa District | पर्सा जिल्ला | Birgunj | 1,353 | 654471 | Madesh
Bara District | बारा जिल्ला | Kalaiya | 1,190 | 763137 | Madesh
Rautahat District | रौतहट जिल्ला | Gaur | 1,126 | 813573 | Madesh
Sarlahi District | सर्लाही जिल्ला | Malangwa | 1,259 | 862470 | Madesh
Dhanusha District | धनुषा जिल्ला | Janakpur | 1,180 | 867747 | Madesh
Siraha District | सिराहा जिल्ला | Siraha | 1,188 | 739953 | Madesh
Mahottari District | महोत्तरी जिल्ला | Jaleshwar | 1,002 | 706994 | Madesh
Saptari District | सप्तरी जिल्ला | Rajbiraj | 1,363 | 706255 | Madesh

## Districts of Koshi (hidden)
Name | Nepali | Headquarters | Area (km2) | Population (2021)[7] | Website | Province
Bhojpur District | भोजपुर जिल्ला | Bhojpur | 1,507 | 157923 | [1] | Koshi
Dhankuta District | धनकुटा जिल्ला | Dhankuta | 891 | 150599 | [2] | Koshi
Ilam District | इलाम जिल्ला | Ilam | 1,703 | 279534 | [3] | Koshi
Jhapa District | झापा जिल्ला | Bhadrapur | 1,606 | 998054 | [4] | Koshi
Khotang District | खोटाङ जिल्ला | Diktel | 1,591 | 175298 | [5] | Koshi
Morang District | मोरङ जिल्ला | Biratnagar | 1,855 | 1148156 | [6] | Koshi
Okhaldhunga District | ओखलढुङ्गा जिल्ला | Siddhicharan | 1,074 | 139552 | [7] | Koshi
Panchthar District | पाँचथर जिल्ला | Phidim | 1,241 | 172400 | [8] | Koshi
Sankhuwasabha District | सङ्खुवासभा जिल्ला | Khandbari | 3,480 | 158041 | [9] | Koshi
Solukhumbu District | सोलुखुम्बु जिल्ला | Solududhkunda | 3,312 | 104851 | [10] | Koshi
Sunsari District | सुनसरी जिल्ला | Inaruwa | 1,257 | 926962 | [11] | Koshi
Taplejung District | ताप्लेजुङ जिल्ला | Phungling | 3,646 | 120590 | [12] | Koshi
Terhathum District | तेह्रथुम जिल्ला | Myanglung | 679 | 88731 | [13] | Koshi
Udayapur District | उदयपुर जिल्ला | Triyuga | 2,063 | 340721 | [14] | Koshi